## Sheet
SONUM | CUSTOMER | LINE | PARTNUM | DESCRIPTION | QTY | STATUS | DATE | DATEISSUED | CUSTOMER DELIVERY REQUEST | CUSTOMER PO | NOTE | GROUP | WAREHOUSE | MAKEBUY
47811 | Comcast Cable (Hayward HECOMMAESCAPE CA) | 65 | 050-004-10 | Cable Rack; 20 in. (W); 2 in. (SB); 9' 8-1/2 (L); Seismic; Predrilled 9/16 holes; Yellow Zinc | 10.000000000 | Entered | 2017-04-03 00:00:00.0 | 2016-11-03 10:29:41.878 |  | 2224171/2242543 |  | WA Tech Grp |  | Buy
47811 | Comcast Cable (Hayward HECOMMAESCAPE CA) | 122 | 840-017-10-1 | Heat shrink; HSC34FR250 clear; 250' 0.75 id (2/0 - #2 flex) | 10.000000000 | Partial | 2017-04-03 00:00:00.0 | 2016-11-03 10:29:41.878 |  | 2224171/2242543 |  | WA Tech Grp |  | Buy
47769 | Comcast Cable (GermantownCOMMAESCAPE TN) | 47 | 050-533-10 | Cable Rack; In-Line Splice Kit; 2 In. (SB); Yellow Zinc; 2 Per Kit; | 10.000000000 | Picked | 2017-01-16 00:00:00.0 | 2016-12-19 11:21:00.068 |  | 2231380 |  | MD |  | Buy
47769 | Comcast Cable (GermantownCOMMAESCAPE TN) | 78 | 850-071-10 | Wire; hkup; flex #6 awg; blue w/ blk tracer | 82.000000000 | Entered | 2017-01-13 21:00:00.0 | 2016-12-19 11:21:00.068 |  | 2231380 |  | MD |  | Buy
46155A | Comcast Cable (Commerce CityCOMMAESCAPE CO) | 20 | 161-200-10 | TVSS; 1000A-4000A Alpha 277/480v; three-phase WYE; | 2.000000000 | Entered | 2017-09-15 00:00:00.0 | 2017-05-05 09:36:40.237 |  | 2275089 |  | WA Tech Grp |  | Buy
46155A | Comcast Cable (Commerce CityCOMMAESCAPE CO) | 44 | 030-510-10 | Phenolics; job specifics; black/white satin | 1.000000000 | Entered | 2017-09-15 00:00:00.0 | 2017-05-05 09:36:40.237 |  | 2275089 |  | WA Tech Grp |  | Buy
49725 | Comcast Cable (Martinsburg WV) | 8 | 010-560-10 | Start up; Benning Invertronic Systems w/load bank | 1.000000000 | Entered | 2017-06-01 00:00:00.0 | 2017-08-29 10:52:24.37 |  | 2306981 |  | MD |  | Buy
47401A | Comcast Cable (Novato HubCOMMAESCAPE CA) | 66 | 050-985-10 | Brace Foot; Channel 2in bar | 40.000000000 | Entered | 2017-04-03 00:00:00.0 | 2017-09-20 11:20:34.595 |  | 2334829 |  | WA Tech Grp |  | Buy
47401A | Comcast Cable (Novato HubCOMMAESCAPE CA) | 112 | 050-098-10 | Cable Rack; 12 x 10'; Gold; Seismic | 10.000000000 | Entered | 2017-04-03 00:00:00.0 | 2017-09-20 11:20:34.595 |  | 2334829 |  | WA Tech Grp |  | Buy
47401A | Comcast Cable (Novato HubCOMMAESCAPE CA) | 113 | 050-614-10 | Corner Kit Seismic for 2 Cable Rack Yellow Zinc | 28.000000000 | Entered | 2017-04-03 00:00:00.0 | 2017-09-20 11:20:34.595 |  | 2334829 |  | WA Tech Grp |  | Buy
47401A | Comcast Cable (Novato HubCOMMAESCAPE CA) | 114 | 643-205-10 | Cable Rack; Rubber End Cap; Also On Aux Bar; 1 per; | 10.000000000 | Entered | 2017-04-03 00:00:00.0 | 2017-09-20 11:20:34.595 |  | 2334829 |  | WA Tech Grp |  | Buy
50655 | Comcast Cable (Hayward HECOMMAESCAPE CA) | 21 | 857-010-10 | CABLE; RG59; QUAD SHIELD;HEAD END; ORANGE;FT | 3000.000000000 | Entered | 2017-09-22 00:00:00.0 | 2017-09-26 16:44:28.806 |  | 2314609 |  | CA N |  | Buy
50611 | Comcast Cable (Luthe HubCOMMAESCAPE TX) | 37 | 538-120-10 | Lug; YAV102TC14; #14-10 Str/#12-10 Sol; 2h; 1/4; 5/8 ctc; N/A; standard barrel; Inspect | 32.000000000 | Entered | 2017-09-08 07:30:10.311 | 2017-09-26 16:49:22.75 |  | 2314639 |  | TN |  | Buy
50611 | Comcast Cable (Luthe HubCOMMAESCAPE TX) | 44 | 470-451-10 | Alpha Std 100A; AM Breaker Plug in Bullet Type; midtrip w/aux center pin only | 10.000000000 | Entered | 2017-09-06 21:00:00.0 | 2017-09-26 16:49:22.75 |  | 2314639 |  | TN |  | Buy
50578 | Comcast Cable (East HubCOMMAESCAPE TX) | 58 | 538-172-10 | Inline Splice Kit; 1/0 - #2 Awg; Pink/Brown; Clr HS; YSR25FX2CFXLTCKITC | 5.000000000 | Partial | 2017-09-04 21:00:00.0 | 2017-11-03 13:28:39.316 |  | 2327030 |  | TN |  | Buy
50578 | Comcast Cable (East HubCOMMAESCAPE TX) | 61 | 470-451-10 | Alpha Std 100A; AM Breaker Plug in Bullet Type; midtrip w/aux center pin only | 5.000000000 | Entered | 2017-09-03 21:00:00.0 | 2017-11-03 13:28:39.316 |  | 2327030 |  | TN |  | Buy
50702 | Comcast Cable (Castro Valley) | 16 | 590-1550-10 | 3 Pole Adapter Kit for Vista tier distribution;2 pieces per kit | 4.000000000 | Entered | 2017-09-18 11:33:57.769 | 2017-11-20 12:01:35.261 |  | 2329433 |  | CA N |  | Buy
50702 | Comcast Cable (Castro Valley) | 23 | 850-080-10 | Wire; hkup; flex 4/0 awg; red | 20.000000000 | Entered | 2017-09-18 00:00:00.0 | 2017-11-20 12:01:35.261 |  | 2329433 |  | CA N |  | Buy
50702 | Comcast Cable (Castro Valley) | 24 | 850-081-10 | Wire; hkup; flex 4/0 awg; red w/ blk tracer | 20.000000000 | Entered | 2017-09-18 00:00:00.0 | 2017-11-20 12:01:35.261 |  | 2329433 |  | CA N |  | Buy
50702 | Comcast Cable (Castro Valley) | 25 | 850-082-10 | Wire; hkup; flex 4/0 awg; blue | 20.000000000 | Entered | 2017-09-18 00:00:00.0 | 2017-11-20 12:01:35.261 |  | 2329433 |  | CA N |  | Buy
50702 | Comcast Cable (Castro Valley) | 26 | 850-083-10 | Wire; hkup; flex 4/0 awg; blue w/ blk tracer | 20.000000000 | Entered | 2017-09-18 00:00:00.0 | 2017-11-20 12:01:35.261 |  | 2329433 |  | CA N |  | Buy
50702 | Comcast Cable (Castro Valley) | 31 | 538-124-10 | Lug; YAV28L2ENT14FX; 4/O awg; 2h; 1/4; 5/8 ctc; NTS; standard barrel; Inspect | 6.000000000 | Entered | 2017-09-18 00:00:00.0 | 2017-11-20 12:01:35.261 |  | 2329433 |  | CA N |  | Buy
51020 | Comcast Cable (Daly City HECOMMAESCAPE CA) | 94 | 460-056-10 | Fuse; TPL; 800A; DC-170V; 1.5 x 3.5; | 8.000000000 | Entered | 2017-10-18 00:00:00.0 | 2017-12-06 15:18:46.132 |  | 2339983 |  | CA N |  | Buy
51020 | Comcast Cable (Daly City HECOMMAESCAPE CA) | 95 | 460-023-10 | Fuse; TPL; 600A; DC-170V; 1.5 x 3.5; | 4.000000000 | Entered | 2017-10-18 00:00:00.0 | 2017-12-06 15:18:46.132 |  | 2339983 |  | CA N |  | Buy
51020 | Comcast Cable (Daly City HECOMMAESCAPE CA) | 99 | 850-094-10 | Wire; hkup; flex 750mcm; red w/ blk tracer | 80.000000000 | Entered | 2017-10-18 00:00:00.0 | 2017-12-06 15:18:46.132 |  | 2339983 |  | CA N |  | Buy
51020 | Comcast Cable (Daly City HECOMMAESCAPE CA) | 100 | 850-088-10 | Wire; hkup; flex 750mcm; green | 60.000000000 | Entered | 2017-10-18 00:00:00.0 | 2017-12-06 15:18:46.132 |  | 2339983 |  | CA N |  | Buy
51020 | Comcast Cable (Daly City HECOMMAESCAPE CA) | 101 | 850-307-10 | Wire; hkup; flex 750mcm; gray | 200.000000000 | Entered | 2017-10-18 00:00:00.0 | 2017-12-06 15:18:46.132 |  | 2339983 |  | CA N |  | Buy
51348 | Comcast Cable (Sacramento HECOMMAESCAPE CA) | 14 | 050-968-10 | Earthquake Brace Bar; 2x3/8 Bent Bar; 45 degree; Double 5/8 holes & 1/2 holes; Zinc (gold) | 20.000000000 | Entered | 2017-11-30 00:00:00.0 | 2017-12-11 14:39:32.31 |  | 2340005 |  | CA N |  | Buy
51348 | Comcast Cable (Sacramento HECOMMAESCAPE CA) | 16 | 050-005-10 | Aux Framing Channel; 2 In. (SB) X 9/16 In. X 3/16 In. X 10' (L); Dark Gray; Drilled | 20.000000000 | Entered | 2017-11-30 00:00:00.0 | 2017-12-11 14:39:32.31 |  | 2340005 |  | CA N |  | Buy
51327 | Comcast Cable (DoverCOMMAESCAPE DE) | 43 | 016-917-10 r02 | Grounding Kit; 24; MGB & SGB Version Stickers Included | 1.000000000 | Entered | 2018-01-16 00:00:00.0 | 2017-12-15 14:09:58.863 |  | 2337405 |  | MD |  | Make
51143 | Comcast Cable (Winchester VA) | 17 | 538-371-10 | Lug; 6awg; 2 h 1/4in by 3/4in center; short barrel | 24.000000000 | Partial | 2017-11-07 00:00:00.0 | 2017-12-18 13:14:51.15 |  | 2337940 |  | MD |  | Buy
51143 | Comcast Cable (Winchester VA) | 40 | 538-069-10 | Lug; YAZ342NTCFX; 350 MCM; 2h; 1/2; 1-3/4 ctc; NTS; long barrel; Inspect | 4.000000000 | Partial | 2017-11-06 21:00:00.0 | 2017-12-18 13:14:51.15 |  | 2337940 |  | MD |  | Buy
51004 | Comcast Cable (Railroad PA) | 4 | 850-069-10 | Wire; hkup; flex #6 awg; red w/ blk tracer | 80.000000000 | Entered | 2017-10-17 21:00:00.0 | 2017-12-20 11:01:17.425 |  | 2338734 |  | MD |  | Buy
51004 | Comcast Cable (Railroad PA) | 5 | 850-070-10 | Wire; hkup; flex #6 awg; blue | 80.000000000 | Entered | 2017-10-17 21:00:00.0 | 2017-12-20 11:01:17.425 |  | 2338734 |  | MD |  | Buy
51004 | Comcast Cable (Railroad PA) | 11 | 040-724-10 | ADC - FGS-KTW1-CA; 2x 2 Vertical Slotted Duct Kit; 1.5 Slot Spacing; 6' Long; Includes - Duct; Cover; Hose End Clamps and (5) Universal Mounting Brackets; Yellow | 2.000000000 | Entered | 2017-10-17 21:00:00.0 | 2017-12-20 11:01:17.425 |  | 2338734 |  | MD |  | Buy
51004 | Comcast Cable (Railroad PA) | 13 | 470-909-10 | Emerson 40A; Breaker; White Handle | 2.000000000 | Partial | 2017-10-17 21:00:00.0 | 2017-12-20 11:01:17.425 |  | 2338734 |  | MD |  | Buy
51009 | Comcast Cable (Pine Street Hub) | 10 | 538-295-10 | Lug; YAV2CL2TC38FX90; #2 awg; 2h; 3/8; 1 ctc; NTS; standard barrel; Inspect; 90 degree | 4.000000000 | Partial | 2017-12-07 00:00:00.0 | 2017-12-20 12:58:56.38 |  | 2338679 |  | WA Tech Grp |  | Buy
51539/41209 | Comcast Cable (Fremont HECOMMAESCAPE CA) | 2 | 460-028-10 | Fuse; GMT; 4A; AC-125V; DC-60V; .688 x .127 x .81; Fast; No Cover; Wht/Brwn Flag Indicator; | 25.000000000 | Entered | 2017-12-22 08:27:31.487 | 2017-12-22 08:29:41.558 |  |  |  | WA Tech Grp |  | Buy
49585B | Comcast Cable (Merced Hub) | 23 | 460-056-10 | Fuse; TPL; 800A; DC-170V; 1.5 x 3.5; | 8.000000000 | Entered | 2017-09-20 00:00:00.0 | 2017-12-27 13:02:39.12 |  | 2339998 |  | WA Tech Grp |  | Buy
49955 | Comcast Cable (AvonCOMMAESCAPE CO) | 46 | 720-004-10 r01 | In-Rack; Internal Returns; For (2) AM Panels; Hybrid DC Plant-BDFB; | 1.000000000 | Entered | 2018-03-01 00:00:00.0 | 2017-12-29 11:36:50.923 |  | 2353124 |  | MD |  | Make
49955 | Comcast Cable (AvonCOMMAESCAPE CO) | 65 | 016-552-10 r02 | H2 Zero; Remote Hydrogen/Temperature Sensor; Refrigerant Tolerant Version | 1.000000000 | Entered | 2018-03-01 00:00:00.0 | 2017-12-29 11:36:50.923 |  | 2353124 |  | MD |  | Make
49953 | Comcast Cable (AspenCOMMAESCAPE CO) | 39 | 950-007-10 | Tag; Wire marker; White oval wire marking tags; 1x1 3/4 | 500.000000000 | Entered | 2017-06-28 00:00:00.0 | 2017-12-29 11:37:20.308 |  | 2348902 |  | CO |  | Buy
49954 | Comcast Cable (WheatridgeCOMMAESCAPE CO) | 40 | 950-007-10 | Tag; Wire marker; White oval wire marking tags; 1x1 3/4 | 500.000000000 | Entered | 2017-06-28 00:00:00.0 | 2017-12-29 11:38:00.288 |  | 2353107 |  | MD |  | Buy
49954 | Comcast Cable (WheatridgeCOMMAESCAPE CO) | 42 | 050-006-10 | Aux Cable Bracket; 1-1/2 or 2 In. (SB); 4-1/2 In. (H) x 5 In. (W); Yellow Zinc | 30.000000000 | Entered | 2017-06-28 00:00:00.0 | 2017-12-29 11:38:00.288 |  | 2353107 | Please order Central Steel part number APB06K | MD |  | Buy
49954 | Comcast Cable (WheatridgeCOMMAESCAPE CO) | 48 | 950-198-10 | P-Touch tape; 1 black on white; TZ-251 | 1.000000000 | Partial | 2017-06-28 00:00:00.0 | 2017-12-29 11:38:00.288 |  | 2353107 |  | MD |  | Buy
49954 | Comcast Cable (WheatridgeCOMMAESCAPE CO) | 52 | 538-130-10 | Lug; YA44L2NNTFX; 750 MCM; 2h; 1/2; 1-3/4 ctc; N/A; standard barrel; Inspect | 24.000000000 | Entered | 2017-06-28 00:00:00.0 | 2017-12-29 11:38:00.288 |  | 2353107 |  | MD |  | Buy
49954 | Comcast Cable (WheatridgeCOMMAESCAPE CO) | 59 | 643-043-10 | SHIM Thickness; .031; Yellow Zinc | 200.000000000 | Entered | 2017-06-28 00:00:00.0 | 2017-12-29 11:38:00.288 |  | 2353107 |  | MD |  | Buy
49954 | Comcast Cable (WheatridgeCOMMAESCAPE CO) | 60 | 643-044-10 | SHIM Thickness; .06; Yellow Zinc | 200.000000000 | Entered | 2017-06-28 00:00:00.0 | 2017-12-29 11:38:00.288 |  | 2353107 |  | MD |  | Buy
49954 | Comcast Cable (WheatridgeCOMMAESCAPE CO) | 61 | 643-045-10 | SHIM Thickness; .125; Yellow Zinc | 200.000000000 | Entered | 2017-06-28 00:00:00.0 | 2017-12-29 11:38:00.288 |  | 2353107 |  | MD |  | Buy
49954 | Comcast Cable (WheatridgeCOMMAESCAPE CO) | 64 | 850-344-10 | Wire; hkup; 100 pair 3P100P24-GY-R-ESS-PP-CUTREEL | 100.000000000 | Entered | 2017-06-28 00:00:00.0 | 2017-12-29 11:38:00.288 |  | 2353107 |  | MD |  | Buy
49954 | Comcast Cable (WheatridgeCOMMAESCAPE CO) | 116 | 950-1028-10-W r01 | Lbl; Lexan FR-65; Left Circuit Legend; PBP BDFB-White | 4.000000000 | Picked | 2017-06-27 00:00:00.0 | 2017-12-29 11:38:00.288 |  | 2353107 |  | MD |  | Make
49954 | Comcast Cable (WheatridgeCOMMAESCAPE CO) | 117 | 950-1029-10-W r01 | Lbl; Lexan FR-65; Right Circuit Legend; PBP BDFB-White | 4.000000000 | Picked | 2017-06-27 00:00:00.0 | 2017-12-29 11:38:00.288 |  | 2353107 |  | MD |  | Make
51377 | Comcast Cable (Elkridge MD) | 43 | 181-072-10 | 24AVR-95-33LOI INTERLOCKING Unigy II Battery String -48VDC; TOP TERM | 1.000000000 | Entered | 2017-12-03 00:00:00.0 | 2018-01-04 07:37:42.536 |  | 2343253 |  | MD |  | Buy
51377 | Comcast Cable (Elkridge MD) | 70 | 040-766-10 | ADC - FGS-MFAW-B; 4 x 6 Snap-Fit Junction; Yellow | 4.000000000 | Entered | 2017-12-01 21:00:00.0 | 2018-01-04 07:37:42.536 |  | 2343253 |  | MD |  | Buy
51377 | Comcast Cable (Elkridge MD) | 96 | 643-212-10 | Unistrut; 2 7/16 deep; Yellow Zinc; 10' Sticks | 5.000000000 | Entered | 2017-11-29 00:00:00.0 | 2018-01-04 07:37:42.536 |  | 2343253 |  | MD |  | Buy
51377 | Comcast Cable (Elkridge MD) | 103 | 050-095-10 | Cable Rack; T-Junction Kit; 1-1/2 In. (SB); Yellow Zinc; | 1.000000000 | Entered | 2017-11-28 21:00:00.0 | 2018-01-04 07:37:42.536 |  | 2343253 |  | MD |  | Buy
51378 | Comcast Cable (LakeridgeCOMMAESCAPE VA) | 93 | 850-403-10 | Wire; hkup; L4 flex 750 mcm; blue w/trace | 32.000000000 | Entered | 2017-11-28 00:00:00.0 | 2018-01-09 08:01:15.175 |  | 2344411 |  | MD |  | Buy
51378 | Comcast Cable (LakeridgeCOMMAESCAPE VA) | 94 | 850-402-10 | Wire; hkup; L4 flex 750mcm; blue | 35.000000000 | Entered | 2017-11-28 00:00:00.0 | 2018-01-09 08:01:15.175 |  | 2344411 |  | MD |  | Buy
51372 | Comcast Cable (Essex MD) | 86 | 710-260-10 r02 | Hot Jumper; BDFB | 2.000000000 | Entered | 2017-12-01 00:00:00.0 | 2018-01-09 08:09:43.582 |  | 2344430 |  | MD |  | Make
51372 | Comcast Cable (Essex MD) | 110 | 016-1078-10 r01 | Vertical Ground Bar Assembly; Includes Hardware; 1/4 x 1 Bar (Charter) | 4.000000000 | Entered | 2017-11-26 00:00:00.0 | 2018-01-09 08:09:43.582 |  | 2344430 |  | MD |  | Make
51372 | Comcast Cable (Essex MD) | 134 | 850-085-10 | Wire; hkup; flex #2 awg; green | 43.000000000 | Partial | 2017-11-25 00:00:00.0 | 2018-01-09 08:09:43.582 |  | 2344430 |  | MD |  | Buy
51372 | Comcast Cable (Essex MD) | 138 | 050-851-10 | L Bracket; Yellow Zinc; 6 Vert.; 5 Horz.; 1 Hole; | 15.000000000 | Entered | 2017-11-24 21:00:00.0 | 2018-01-09 08:09:43.582 |  | 2344430 |  | MD |  | Buy
49976 | Comcast Cable (Burien) | 45 | 016-510-10 r01 | Hilti Bolt Anchor Kit; Includes qty-4 Red Head Hilti Anchors; qty-4 Anchor Washers; ID 7/8 | 8.000000000 | Entered | 2018-01-30 00:00:00.0 | 2018-01-10 12:48:57.059 | 2018-02-19 00:00:00.0 | 2345745 |  | WA Tech Grp |  | Make
49976 | Comcast Cable (Burien) | 47 | 630-803-10 | Threaded Rod; 5/8-11; 6'; Yellow zinc plated; Norton; | 10.000000000 | Entered | 2017-06-29 00:00:00.0 | 2018-01-10 12:48:57.059 | 2018-02-19 00:00:00.0 | 2345745 |  | WA Tech Grp |  | Buy
49976 | Comcast Cable (Burien) | 48 | 050-617-10 | Cable Rack; C-Clip; 2 In. (SB); 5/8 (TR); 1-1/4 In. (W); Yellow Zinc; | 50.000000000 | Entered | 2017-06-29 00:00:00.0 | 2018-01-10 12:48:57.059 | 2018-02-19 00:00:00.0 | 2345745 |  | WA Tech Grp |  | Buy
49976 | Comcast Cable (Burien) | 52 | 016-1503-10 r01 | L-bracket Yellow Zinc Kit with hardware | 2.000000000 | Picked | 2017-06-29 00:00:00.0 | 2018-01-10 12:48:57.059 | 2018-02-19 00:00:00.0 | 2345745 |  | WA Tech Grp |  | Make
49976 | Comcast Cable (Burien) | 66 | 538-138-10 | Lug; YA44L2NT38FX; 750 MCM; 2h; 3/8; 1 ctc; N/A; standard barrel; Inspec | 2.000000000 | Entered | 2017-06-29 00:00:00.0 | 2018-01-10 12:48:57.059 | 2018-02-19 00:00:00.0 | 2345745 |  | WA Tech Grp |  | Buy
51351 | Comcast Cable (EverettCOMMAESCAPE WA) | 21 | 016-1657-10 r02 | Vertical Ground Bar; Includes Hardware; 1/4 x 1.5 x 80 (Comcast) | 1.000000000 | Picked | 2018-01-04 00:00:00.0 | 2018-01-16 09:00:15.499 |  | 2346731 |  | WA Tech Grp |  | Make
51351 | Comcast Cable (EverettCOMMAESCAPE WA) | 28 | 643-208-10 | Unistrut; P1000T; 1-5/8 x 1-5/8; with 9/16x1-1/8 Slots; 10' Lengths; Yellow Zinc | 1.000000000 | Entered | 2018-01-04 00:00:00.0 | 2018-01-16 09:00:15.499 |  | 2346731 |  | WA Tech Grp |  | Buy
51351 | Comcast Cable (EverettCOMMAESCAPE WA) | 29 | 630-803-10 | Threaded Rod; 5/8-11; 6'; Yellow zinc plated; Norton; | 1.000000000 | Entered | 2018-01-04 00:00:00.0 | 2018-01-16 09:00:15.499 |  | 2346731 |  | WA Tech Grp |  | Buy
51351 | Comcast Cable (EverettCOMMAESCAPE WA) | 34 | 016-515-10 r01 | Hilti Stud Anchor Kit; Includes (4) Hilti bolts and (4) square washers; ID 7/8 | 1.000000000 | Entered | 2018-01-04 00:00:00.0 | 2018-01-16 09:00:15.499 |  | 2346731 |  | WA Tech Grp |  | Make
51647 | E Stone Electric | 3 | 010-560-10 | Start up; Benning Invertronic Systems w/load bank | 1.000000000 | Entered | 2018-01-16 13:30:08.327 | 2018-01-16 13:33:47.964 |  |  |  | WA Tech Grp |  | Buy
51339 | Comcast Cable (BellevueCOMMAESCAPE WA) | 3 | 877-176-23 | RS485/CANN Comm Cable; RJ12 to RJ 12 (Both Special Notch); 6 Feet) | 1.000000000 | Entered | 2018-01-10 00:00:00.0 | 2018-01-22 11:00:44.433 |  | 2348895 | 50' cable needed and connectorsCOMMAESCAPE we will terminate in field. | WA Tech Grp |  | Buy
51339 | Comcast Cable (BellevueCOMMAESCAPE WA) | 30 | 643-071-10 | Aux; framing channel 2 x 9/16 x 10'; 10 feet; Yellow Zinc | 4.000000000 | Entered | 2018-01-10 00:00:00.0 | 2018-01-22 11:00:44.433 |  | 2348895 |  | WA Tech Grp |  | Buy
51339 | Comcast Cable (BellevueCOMMAESCAPE WA) | 31 | 050-661-10 | Aux Framing; Straight Splice Kit; Bolt 1/2-13 x 5/8; Split Lock Washer 1/2; Yellow Zinc; Newton; | 4.000000000 | Entered | 2018-01-10 00:00:00.0 | 2018-01-22 11:00:44.433 |  | 2348895 |  | WA Tech Grp |  | Buy
51339 | Comcast Cable (BellevueCOMMAESCAPE WA) | 39 | 538-138-10 | Lug; YA44L2NT38FX; 750 MCM; 2h; 3/8; 1 ctc; N/A; standard barrel; Inspec | 36.000000000 | Partial | 2018-01-10 00:00:00.0 | 2018-01-22 11:00:44.433 |  | 2348895 |  | WA Tech Grp |  | Buy
51764/50434 | Comcast Cable (Sutro Tower CA) | 1 | 040-667-10 | ADC - FGS-MDSA-A/B; 4x6 4x4 to 4x6 straight section adapter | 2.000000000 | Picked | 2018-01-26 07:34:35.108 | 2018-01-26 07:35:31.002 |  |  |  | CA N |  | Buy
51764/50434 | Comcast Cable (Sutro Tower CA) | 2 | 040-436-10 | ADC - FGS-MD9E-A; 4x 4 90' Down Elbow; Yellow | 2.000000000 | Entered | 2018-01-26 07:34:35.108 | 2018-01-26 07:35:31.002 |  |  |  | CA N |  | Buy
51764/50434 | Comcast Cable (Sutro Tower CA) | 3 | 040-470-10 | ADC - FGS-SD9E-A; 4x 4 90' Down Elbow Cover Yellow | 2.000000000 | Entered | 2018-01-26 07:34:35.108 | 2018-01-26 07:35:31.002 |  |  |  | CA N |  | Buy
51764/50434 | Comcast Cable (Sutro Tower CA) | 4 | 040-440-10 | ADC - FGS-MDSP-A/I; 4x 4 Insertable Downspout; Yellow | 1.000000000 | Picked | 2018-01-26 00:00:00.0 | 2018-01-26 07:35:31.002 |  |  |  | CA N |  | Buy
51641 | Comcast Cable (Burien) | 10 | 050-557-10 | Aux power Bracket; 6in Assembly Kit; Yellow Zinc | 60.000000000 | Picked | 2018-01-15 00:00:00.0 | 2018-01-26 07:57:16.939 |  | 2350539 |  | WA Tech Grp | Drop Ship | Buy
51342 | Comcast Cable (Dinwiddie VA) | 4 | 016-1075-10 r02 | 23 Battery Rack; 5 Shelves w/250A GJ disconnect; Top Termination Panel | 2.000000000 | Entered | 2017-11-28 00:00:00.0 | 2018-01-29 09:26:38.505 |  | 2351016 |  | MD |  | Make
51352 | Comcast Cable (South Hill VA) | 4 | 016-1075-10 r02 | 23 Battery Rack; 5 Shelves w/250A GJ disconnect; Top Termination Panel | 2.000000000 | Entered | 2017-11-30 00:00:00.0 | 2018-02-07 14:38:33.773 |  | 2354284 |  | MD |  | Make
50111 | Comcast Cable (Battlement MesaCOMMAESCAPE CO) | 35 | 016-550-10 r01 | H2 Zero; Base System (Commissioning Services required; | 1.000000000 | Entered | 2017-07-24 00:00:00.0 | 2018-02-09 09:54:03.692 |  | 2356641 |  | MD |  | Make
50111 | Comcast Cable (Battlement MesaCOMMAESCAPE CO) | 65 | 050-980-10 | Cable Rack; adjustable splice kit 2' | 12.000000000 | Entered | 2017-07-24 00:00:00.0 | 2018-02-09 09:54:03.692 |  | 2356641 |  | MD |  | Buy
50111 | Comcast Cable (Battlement MesaCOMMAESCAPE CO) | 79 | 530-016-10 | Metered 66.5 Vertical PDU; 120V 20A; 24 NEMA 5-20 Outlets; L5-20P Input plug w/ 10ft cord | 10.000000000 | Entered | 2017-07-24 00:00:00.0 | 2018-02-09 09:54:03.692 |  | 2356641 |  | MD |  | Buy
51870 | Comcast Cable (Dale City VA) | 93 | 470-960-10 | GE/Lineage CIRCUIT BREAKER; DC; 150 AMP; 2 POLE; BULLET NOSE TYPE | 1.000000000 | Partial | 2018-01-27 00:00:00.0 | 2018-02-12 13:04:53.699 |  | 2355629 |  | MD |  | Buy
51913 | ContelCOMMAESCAPE Inc. | 1 | 016-2122-10 r01 | TPA 250; Dual Input; 6A/6B 50A Max TPA Fuse Positions; Connectorized Outputs (37A); -48VDC; LEDs; White | 2.000000000 | Partial | 2018-03-21 00:00:00.0 | 2018-02-14 16:05:14.593 |  | 3919-18069 | 25lbs | WA Tech Grp |  | Make
51913 | ContelCOMMAESCAPE Inc. | 8 | 745-438-10 r01 | Cable Assy; GMT Cxx; #10 AWG; Red/Red Tracer; 12'; Unterminated Load End | 24.000000000 | Entered | 2018-03-21 00:00:00.0 | 2018-02-14 16:05:14.593 |  | 3919-18069 |  | WA Tech Grp |  | Make
51913 | ContelCOMMAESCAPE Inc. | 9 | 745-434-10 r01 | Cable Assy; GMT Cxx; #10 AWG; Blue/Blue Tracer; 12'; Unterminated Load End | 24.000000000 | Entered | 2018-03-21 00:00:00.0 | 2018-02-14 16:05:14.593 |  | 3919-18069 |  | WA Tech Grp |  | Make
51913 | ContelCOMMAESCAPE Inc. | 10 | 745-197-10 r01 | Cable Assy; GMT Cxx; #12 AWG; Red/Red Tracer; 12'; Unterminated Load End | 18.000000000 | Entered | 2018-03-21 00:00:00.0 | 2018-02-14 16:05:14.593 |  | 3919-18069 |  | WA Tech Grp |  | Make
51913 | ContelCOMMAESCAPE Inc. | 11 | 745-198-10 r01 | Cable Assy; GMT Cxx; #12 AWG; Blue/Blue Tracer; 12'; Unterminated Load End | 18.000000000 | Entered | 2018-03-21 00:00:00.0 | 2018-02-14 16:05:14.593 |  | 3919-18069 |  | WA Tech Grp |  | Make
51913 | ContelCOMMAESCAPE Inc. | 12 | 745-227-10 r01 | Cable Assy; GMT Cxx; #14 AWG; Red/Red Tracer; 12'; Unterminated Load End | 12.000000000 | Entered | 2018-03-21 00:00:00.0 | 2018-02-14 16:05:14.593 |  | 3919-18069 |  | WA Tech Grp |  | Make
51913 | ContelCOMMAESCAPE Inc. | 13 | 745-228-10 r01 | Cable Assy; GMT Cxx; #14 AWG; Blue/Blue Tracer; 12'; Unterminated Load End | 12.000000000 | Entered | 2018-03-21 00:00:00.0 | 2018-02-14 16:05:14.593 |  | 3919-18069 |  | WA Tech Grp |  | Make
51344 | Comcast Cable (BellevueCOMMAESCAPE WA) | 44 | 850-079-10 | Wire; hkup; flex #2 awg; blue w/ blk tracer | 20.000000000 | Entered | 2017-11-28 21:00:00.0 | 2018-02-15 15:03:16.907 |  | 2357012 |  | WA Tech Grp |  | Buy
51354 | Comcast Cable (South Boston VA) | 4 | 016-1075-10 r02 | 23 Battery Rack; 5 Shelves w/250A GJ disconnect; Top Termination Panel | 1.000000000 | Entered | 2017-11-30 00:00:00.0 | 2018-02-20 08:09:10.87 |  | 2357778 |  | WA Tech Grp |  | Make
51354 | Comcast Cable (South Boston VA) | 18 | 850-404-10 | Wire; hkup; L4 flex 750mcm; green | 10.000000000 | Partial | 2017-11-30 00:00:00.0 | 2018-02-20 08:09:10.87 |  | 2357778 |  | WA Tech Grp |  | Buy
51354 | Comcast Cable (South Boston VA) | 47 | 630-803-10 | Threaded Rod; 5/8-11; 6'; Yellow zinc plated; Norton; | 6.000000000 | Partial | 2017-11-30 00:00:00.0 | 2018-02-20 08:09:10.87 |  | 2357778 |  | WA Tech Grp |  | Buy
52063 | Velocity Telecom | 1 | 181-145-10 | 12V; 210Ah VRLA battery; C&D Battery | 20.000000000 | Entered | 2018-02-20 16:06:21.246 | 2018-02-20 16:08:05.525 |  | 000017 |  | WA Tech Grp |  | Buy
52063 | Velocity Telecom | 2 | 016-1737-10 r01 | 23 Battery Rack; 5 Center Mounted Deep Trays w/200A Switch Only Disconnects; 2 Post Construction | 2.000000000 | Entered | 2018-02-20 00:00:00.0 | 2018-02-20 16:08:05.525 |  | 000017 |  | WA Tech Grp |  | Make
51145 | Comcast Cable (Cinco HubCOMMAESCAPE TX) | 5 | 850-307-10 | Wire; hkup; flex 750mcm; gray | 100.000000000 | Picked | 2017-11-07 00:00:00.0 | 2018-02-20 16:43:54.179 |  | 2357504 |  | WA Tech Grp |  | Buy
51145 | Comcast Cable (Cinco HubCOMMAESCAPE TX) | 6 | 850-308-10 | Wire; hkup; flex 750mcm; Gray w/blk tracer | 100.000000000 | Picked | 2017-11-07 00:00:00.0 | 2018-02-20 16:43:54.179 |  | 2357504 |  | WA Tech Grp |  | Buy
51145 | Comcast Cable (Cinco HubCOMMAESCAPE TX) | 8 | 538-410-10 | Lug; YAV28L2TC14FX; 4/0 awg; 2 hole; 1/4; 5/8 ctc; SB | 1.000000000 | Entered | 2017-11-07 00:00:00.0 | 2018-02-20 16:43:54.179 |  | 2357504 |  | WA Tech Grp |  | Buy
51145 | Comcast Cable (Cinco HubCOMMAESCAPE TX) | 16 | 850-087-10 | Wire; hkup; flex 4/0 awg; green | 75.000000000 | Picked | 2017-11-07 00:00:00.0 | 2018-02-20 16:43:54.179 |  | 2357504 |  | WA Tech Grp |  | Buy
51574 | Comcast Cable (MountvilleCOMMAESCAPE PA) | 35 | 040-460-10 | ADC - FGS-MSHS-A; 4x 4 Horizontal Straight Section 6' Long; Yellow | 3.000000000 | Partial | 2018-01-04 00:00:00.0 | 2018-02-21 08:00:27.873 |  | 2357478 |  | MD |  | Buy
51574 | Comcast Cable (MountvilleCOMMAESCAPE PA) | 37 | 040-127-10 | Fiber Tray; Horizontal Cross 4x6 4x12; FGS-MHXP-B/F | 2.000000000 | Entered | 2018-01-04 00:00:00.0 | 2018-02-21 08:00:27.873 |  | 2357478 |  | MD |  | Buy
51574 | Comcast Cable (MountvilleCOMMAESCAPE PA) | 46 | 040-439-10 | ADC - FGS-MDSP-A; 4x 4 Downspout; Yellow | 10.000000000 | Partial | 2018-01-04 00:00:00.0 | 2018-02-21 08:00:27.873 |  | 2357478 |  | MD |  | Buy
51574 | Comcast Cable (MountvilleCOMMAESCAPE PA) | 47 | 040-127-10 | Fiber Tray; Horizontal Cross 4x6 4x12; FGS-MHXP-B/F | 1.000000000 | Entered | 2018-01-04 00:00:00.0 | 2018-02-21 08:00:27.873 |  | 2357478 |  | MD |  | Buy
51574 | Comcast Cable (MountvilleCOMMAESCAPE PA) | 79 | 850-404-10 | Wire; hkup; L4 flex 750mcm; green | 50.000000000 | Entered | 2017-12-31 00:00:00.0 | 2018-02-21 08:00:27.873 |  | 2357478 |  | MD |  | Buy
51574 | Comcast Cable (MountvilleCOMMAESCAPE PA) | 151 | 538-311-10 | Lug; 2 hole Flex Standard Barrel; 1/2in; YAV28L2TC12FX | 2.000000000 | Entered | 2017-12-27 21:00:00.0 | 2018-02-21 08:00:27.873 |  | 2357478 |  | MD |  | Buy
51574 | Comcast Cable (MountvilleCOMMAESCAPE PA) | 164 | 850-301-10 | Wire; hkup; flex 4/0 awg; Gray | 15.000000000 | Entered | 2017-12-25 21:00:00.0 | 2018-02-21 08:00:27.873 |  | 2357478 |  | MD |  | Buy
51574 | Comcast Cable (MountvilleCOMMAESCAPE PA) | 165 | 850-302-10 | Wire; hkup; flex 4/0 awg; Gray w/blk tracer | 15.000000000 | Entered | 2017-12-25 21:00:00.0 | 2018-02-21 08:00:27.873 |  | 2357478 |  | MD |  | Buy
51574 | Comcast Cable (MountvilleCOMMAESCAPE PA) | 241 | 538-275-10 | Lug; YAV2CL2NT14FX90; #2 awg; 2h; 1/4; 5/8 ctc; NTS; short barrel; Inspect; 90 degree | 13.000000000 | Partial | 2017-12-18 00:00:00.0 | 2018-02-21 08:00:27.873 |  | 2357478 |  | MD |  | Buy
51574 | Comcast Cable (MountvilleCOMMAESCAPE PA) | 246 | 538-136-10 | Lug; YA2CL2TC14; #2 awg; 2h; 1/4; 5/8 ctc; N/A; standard barrel; Inspect | 1.000000000 | Partial | 2017-12-17 21:00:00.0 | 2018-02-21 08:00:27.873 |  | 2357478 |  | MD |  | Buy
51574 | Comcast Cable (MountvilleCOMMAESCAPE PA) | 250 | 460-023-10 | Fuse; TPL; 600A; DC-170V; 1.5 x 3.5; | 6.000000000 | Entered | 2017-12-17 21:00:00.0 | 2018-02-21 08:00:27.873 |  | 2357478 |  | MD |  | Buy
52094 | LightWave Telecommunications | 1 | 016-1737-10 r01 | 23 Battery Rack; 5 Center Mounted Deep Trays w/200A Switch Only Disconnects; 2 Post Construction | 1.000000000 | Entered | 2018-02-25 21:00:00.0 | 2018-02-27 19:50:48.086 |  | 32000 |  | MD |  | Make
51999 | Comcast Cable (BeavertonCOMMAESCAPE OR) | 2 | 016-1829-10 r01 | Micro BDFB; Ethernet Adapter Option | 5.000000000 | Entered | 2018-02-14 00:00:00.0 | 2018-02-28 08:57:51.672 | 2018-04-13 00:00:00.0 | 2360151 |  | WA Tech Grp |  | Make
52151/51478 | Comcast Cable (Spotsylvania VA) | 10 | 470-944-10 | GE/Lineage CIRCUIT BREAKER; DC; 10 AMP; 1 POLE; BULLET NOSE TYPE | 2.000000000 | Entered | 2018-03-05 00:00:00.0 | 2018-03-05 10:05:12.742 |  |  |  | MD |  | Buy
52098 | Cox Communications | 12 | 538-016-10 | Lug; N/A; #6 awg; 1h; 1/4; N/A; N/A; N/A; Inspect | 10.000000000 | Entered | 2018-02-26 00:00:00.0 | 2018-03-05 14:05:05.83 |  | 814021 |  | CA LA |  | Buy
52098 | Cox Communications | 18 | 538-323-10 | Hysplice; 2/0 to 2/0 Inline splice kit; YS26FXTCKIT | 1.000000000 | Entered | 2018-02-26 00:00:00.0 | 2018-03-05 14:05:05.83 |  | 814021 |  | CA LA |  | Buy
52098 | Cox Communications | 32 | 633-102-10 r02 | HDX/ 1 RU 1/4 SS Hardware Kit (Qty 100 ea. of Lck; flt washer/hex nut) | 1.000000000 | Entered | 2018-02-26 00:00:00.0 | 2018-03-05 14:05:05.83 |  | 814021 |  | CA LA |  | Buy
51994 | Comcast Cable (CorlissCOMMAESCAPE PA) | 21 | 538-405-10 | YAV4CL2TC14FX; Lug; #4 awg; Std Barrel; 1/4 X 5/8 ctc; Gray | 8.000000000 | Entered | 2018-02-11 21:00:00.0 | 2018-03-06 11:55:23.044 |  | 2362341 |  | MD |  | Buy
51994 | Comcast Cable (CorlissCOMMAESCAPE PA) | 27 | 538-094-10 | Lug; YAZV6C2TC14FX; #6 awg; 2h; 1/4; 5/8 ctc; N/A; long barrel; Inspect | 16.000000000 | Entered | 2018-02-11 21:00:00.0 | 2018-03-06 11:55:23.044 |  | 2362341 |  | MD |  | Buy
52131 | Velocity Telecom | 1 | 050-200-10 | Cable Rack; 15 In. (W); 2 In. (SB); 9' 8-1/2 In. (L); Yellow Zinc; | 16.000000000 | Partial | 2018-02-28 21:00:00.0 | 2018-03-06 15:25:45.467 |  | 000020 |  | MD |  | Buy
52095 | Comcast Cable (89th and RooseveltCOMMAESCAPE WA) | 2 | Supervision/ Mgt. Labor | Labor to oversee a project. | 1.000000000 | Entered | 2018-02-26 00:00:00.0 | 2018-03-07 09:42:52.364 |  | 2362522 |  | TN |  | Buy
52123 | Comcast Cable (Walnut CreekCOMMAESCAPE CA) | 18 | 950-197-10 | P-Touch tape; 3/4 black on white; TZ-241 | 4.000000000 | Entered | 2018-02-28 00:00:00.0 | 2018-03-07 09:52:44.041 |  | 2362574 |  | CA N |  | Buy
52122 | Comcast Cable (Walnut CreekCOMMAESCAPE CA) | 16 | 950-197-10 | P-Touch tape; 3/4 black on white; TZ-241 | 4.000000000 | Entered | 2018-02-28 00:00:00.0 | 2018-03-07 09:53:10.194 |  | 2362575 |  | CA N |  | Buy
52121 | Comcast Cable (Walnut CreekCOMMAESCAPE CA) | 18 | 950-399-10 | P-Touch tape; 3/4 black on clear; TZe141 | 2.000000000 | Entered | 2018-02-28 00:00:00.0 | 2018-03-07 09:53:35.97 |  | 2362576 |  | CA N |  | Buy
52121 | Comcast Cable (Walnut CreekCOMMAESCAPE CA) | 19 | 950-197-10 | P-Touch tape; 3/4 black on white; TZ-241 | 4.000000000 | Entered | 2018-02-28 00:00:00.0 | 2018-03-07 09:53:35.97 |  | 2362576 |  | CA N |  | Buy
52120 | Comcast Cable (Walnut CreekCOMMAESCAPE CA) | 20 | 950-399-10 | P-Touch tape; 3/4 black on clear; TZe141 | 2.000000000 | Entered | 2018-02-28 00:00:00.0 | 2018-03-07 09:53:57.851 |  | 2362577 |  | CA N |  | Buy
52120 | Comcast Cable (Walnut CreekCOMMAESCAPE CA) | 21 | 950-197-10 | P-Touch tape; 3/4 black on white; TZ-241 | 4.000000000 | Entered | 2018-02-28 00:00:00.0 | 2018-03-07 09:53:57.851 |  | 2362577 |  | CA N |  | Buy
52029 | Comcast Cable (Parkville MD) | 52 | 050-500-10 | Cable Rack; Rubber End Cap; 2 In. (SB); Black; 2 Per Kit; | 16.000000000 | Partial | 2018-02-16 00:00:00.0 | 2018-03-07 14:40:53.082 |  | 2362713 |  | TN |  | Buy
52099 | Cox Communications CA (OC) | 13 | 591-100-10 | Horizontal Rack; Ground Bar Kit; 19in | 1.000000000 | Entered | 2018-02-26 17:42:53.342 | 2018-03-09 16:15:58.089 |  | 814666 |  | CA LA |  | Buy
52092 | Cox Communications CA (OC) | 17 | 950-006-10 | Tag; Wire markers; 1-1/2 round brass id tag DO NOT DISCONNECT LEAD | 5.000000000 | Entered | 2018-02-26 00:00:00.0 | 2018-03-09 16:19:21.224 |  | 814781 |  | CA LA |  | Buy
52059 | Comcast Cable (Elizabethtown PA) | 26 | 538-188-10 | Lug; flex; YAV6CL2TC14FX45; w/inspect #6 awg; 2h 1/4 holes; 5/8 ctc; 45 Deg; SB | 17.000000000 | Partial | 2018-02-20 00:00:00.0 | 2018-03-15 07:59:28.003 |  | 2365544 |  | MD |  | Buy
52059 | Comcast Cable (Elizabethtown PA) | 28 | 850-372-10 | Cable; Cat 5E;24-4P UTP-CMP SOL BC CAT 5E; 1k per box; BLUE | 250.000000000 | Entered | 2018-02-20 00:00:00.0 | 2018-03-15 07:59:28.003 |  | 2365544 |  | MD |  | Buy
52058 | Comcast Cable (Jersey Shore PA) | 18 | 850-329-10 | Wire; hkup #14 awg; strd; blue & black; ul; THHN; TWISTED | 50.000000000 | Entered | 2018-02-20 00:00:00.0 | 2018-03-16 09:40:50.762 |  | 2365842 |  | TN |  | Buy
52058 | Comcast Cable (Jersey Shore PA) | 33 | 538-188-10 | Lug; flex; YAV6CL2TC14FX45; w/inspect #6 awg; 2h 1/4 holes; 5/8 ctc; 45 Deg; SB | 30.000000000 | Entered | 2018-02-20 00:00:00.0 | 2018-03-16 09:40:50.762 |  | 2365842 |  | TN |  | Buy
52058 | Comcast Cable (Jersey Shore PA) | 35 | 850-152-10 | Wire; hkup; flex #14; green | 20.000000000 | Entered | 2018-02-20 00:00:00.0 | 2018-03-16 09:40:50.762 |  | 2365842 |  | TN |  | Buy
52058 | Comcast Cable (Jersey Shore PA) | 36 | 850-372-10 | Cable; Cat 5E;24-4P UTP-CMP SOL BC CAT 5E; 1k per box; BLUE | 200.000000000 | Entered | 2018-02-20 00:00:00.0 | 2018-03-16 09:40:50.762 |  | 2365842 |  | TN |  | Buy
52058 | Comcast Cable (Jersey Shore PA) | 38 | 538-405-10 | YAV4CL2TC14FX; Lug; #4 awg; Std Barrel; 1/4 X 5/8 ctc; Gray | 6.000000000 | Entered | 2018-02-19 00:00:00.0 | 2018-03-16 09:40:50.762 |  | 2365842 |  | TN |  | Buy
51955 | Comcast Cable (Burien) | 6 | 016-1722-10 r01 | HDN 600; Dual Isolated (A/B) Input; 11A/11B AM Breaker Positions; UL1801 | 2.000000000 | Entered | 2018-02-12 00:00:00.0 | 2018-03-16 11:07:56.628 |  | 2366094 |  | WA Tech Grp |  | Make
51290 | Comcast Cable (Bremerton) | 37 | 538-118-10 | Lug; YA34L2TC38FX; 350 MCM; 2h; 3/8; 1 ctc; N/A; standard barrel; Inspect | 8.000000000 | Entered | 2017-11-21 00:00:00.0 | 2018-03-16 12:25:48.852 |  | 2366093 |  | WA Tech Grp |  | Buy
51290 | Comcast Cable (Bremerton) | 38 | 840-019-10-1 | Heat shrink; HSC112FR100; clear; 100' Rolls 1.50 id (500-250 flex) | 3.000000000 | Entered | 2017-11-21 00:00:00.0 | 2018-03-16 12:25:48.852 |  | 2366093 |  | WA Tech Grp |  | Buy
52075 | Comcast Cable (Castro Valley) | 6 | 857-003-10 | Module Splitter w/Monitor; 1.218 GHz; F Connector; 3x2 | 36.000000000 | Entered | 2018-02-22 00:00:00.0 | 2018-03-22 08:14:39.785 |  | 2367515 |  | CA N |  | Buy
51142 | Comcast Cable (Warrenton VA) | 21 | 040-499-10 | ADC - FGS-JUNC-A;4x4 Junction; Yellow | 10.000000000 | Entered | 2017-11-07 00:00:00.0 | 2018-03-26 08:02:28.606 |  | 2368192 |  | MD |  | Buy
51142 | Comcast Cable (Warrenton VA) | 22 | 040-745-10 | Newton - 00252000XX; 4 Vertical 90 Deg Outside Down Elbow | 5.000000000 | Entered | 2017-11-07 00:00:00.0 | 2018-03-26 08:02:28.606 |  | 2368192 |  | MD |  | Buy
51142 | Comcast Cable (Warrenton VA) | 23 | 040-723-10 | ADC - FGS-KTW1-C; 2x 2 Vertical Slotted Duct Kit; 4 Slot Spacing; Hose End Clamps 6' Long; Includes - Duct; Cover; and (5) Universal Mounting Brackets; Yellow | 2.000000000 | Entered | 2017-11-07 00:00:00.0 | 2018-03-26 08:02:28.606 |  | 2368192 |  | MD |  | Buy
51142 | Comcast Cable (Warrenton VA) | 48 | 000-037-10 | CTU-6000 Midtronics Kit | 40.000000000 | Entered | 2017-11-05 21:00:00.0 | 2018-03-26 08:02:28.606 |  | 2368192 |  | MD |  | Buy
52221 | Comcast Cable (Ritchie RoadCOMMAESCAPE MD) | 23 | 538-094-10 | Lug; YAZV6C2TC14FX; #6 awg; 2h; 1/4; 5/8 ctc; N/A; long barrel; Inspect | 4.000000000 | Entered | 2018-03-07 00:00:00.0 | 2018-03-29 08:35:02.069 |  | 2369738 |  | MD |  | Buy
52221 | Comcast Cable (Ritchie RoadCOMMAESCAPE MD) | 30 | 950-1040-10-W r02 | Lbl; Lexan FR-65; Logo Strip; AM800 Breaker Panel; PBP BDFB-White | 16.000000000 | Entered | 2018-08-10 00:00:00.0 | 2018-03-29 08:35:02.069 |  | 2369738 |  | MD |  | Make
51847 | Comcast Cable (New HanoverCOMMAESCAPE PA) | 21 | 850-145-10 | Wire; hkup; flex #12 awg; black | 220.000000000 | Entered | 2018-01-30 00:00:00.0 | 2018-03-29 10:30:13.31 |  | 2369771 |  | TN |  | Buy
51847 | Comcast Cable (New HanoverCOMMAESCAPE PA) | 29 | 850-400-10 | Wire; hkup; L4 flex 750mcm; red | 60.000000000 | Entered | 2018-01-29 00:00:00.0 | 2018-03-29 10:30:13.31 |  | 2369771 |  | TN |  | Buy
51847 | Comcast Cable (New HanoverCOMMAESCAPE PA) | 30 | 850-401-10 | Wire; hkup; L4 flex 750 mcm; red w/ Trace | 60.000000000 | Entered | 2018-01-29 00:00:00.0 | 2018-03-29 10:30:13.31 |  | 2369771 |  | TN |  | Buy
51847 | Comcast Cable (New HanoverCOMMAESCAPE PA) | 33 | 643-032-10 | Aux framing; supporting & bracing Framing clip kit; Stiffening Kit 5/8; YZ | 11.000000000 | Partial | 2018-01-28 21:00:00.0 | 2018-03-29 10:30:13.31 |  | 2369771 |  | TN |  | Buy
51847 | Comcast Cable (New HanoverCOMMAESCAPE PA) | 41 | 561-029-10 | Nomex/Fish Paper; 10x24 roll; .010 | 10.000000000 | Entered | 2018-01-28 21:00:00.0 | 2018-03-29 10:30:13.31 |  | 2369771 |  | TN |  | Buy
51847 | Comcast Cable (New HanoverCOMMAESCAPE PA) | 84 | 850-308-10 | Wire; hkup; flex 750mcm; Gray w/blk tracer | 17.000000000 | Partial | 2018-01-25 21:00:00.0 | 2018-03-29 10:30:13.31 |  | 2369771 |  | TN |  | Buy
51847 | Comcast Cable (New HanoverCOMMAESCAPE PA) | 119 | 050-555-10 | Cable Rack; 2 x 20; 90 degree Turn Long; Waterfall; YZ | 1.000000000 | Entered | 2018-01-24 00:00:00.0 | 2018-03-29 10:30:13.31 |  | 2369771 |  | TN |  | Buy
51847 | Comcast Cable (New HanoverCOMMAESCAPE PA) | 149 | 850-141-10 | Wire; hkup; flex #14 awg; red/blk tracer | 50.000000000 | Entered | 2018-01-19 00:00:00.0 | 2018-03-29 10:30:13.31 |  | 2369771 |  | TN |  | Buy
51847 | Comcast Cable (New HanoverCOMMAESCAPE PA) | 150 | 850-142-10 | Wire; hkup; flex #14 awg; blue | 40.000000000 | Partial | 2018-01-19 00:00:00.0 | 2018-03-29 10:30:13.31 |  | 2369771 |  | TN |  | Buy
51847 | Comcast Cable (New HanoverCOMMAESCAPE PA) | 154 | 460-082-10 | Fuse; 10 amp; KLM Series; 600VAC/DC Voltage Rating; UL-248-14 Guide | 4.000000000 | Entered | 2018-01-19 00:00:00.0 | 2018-03-29 10:30:13.31 |  | 2369771 |  | TN |  | Buy
52031 | Comcast Cable (Concord Hub) | 14 | 850-138-10 | Wire; hkup; flex #12 awg; blue | 48.000000000 | Picked | 2018-02-16 10:54:56.065 | 2018-04-05 12:57:08.376 |  | 2370763 |  | CA N |  | Buy
52031 | Comcast Cable (Concord Hub) | 29 | 470-457-10 | Alpha Std 80A; AM Breaker Plug in Bullet Type; midtrip w/aux center pin only | 1.000000000 | Picked | 2018-02-16 00:00:00.0 | 2018-04-05 12:57:08.376 |  | 2370763 |  | CA N |  | Buy
52031 | Comcast Cable (Concord Hub) | 30 | 538-089-10 | Lug; YAZV2C2TC14FX; #2 awg; 2h; 1/4; 5/8 ctc; N/A; long barrel; Inspect | 4.000000000 | Picked | 2018-02-16 00:00:00.0 | 2018-04-05 12:57:08.376 |  | 2370763 |  | CA N |  | Buy
52031 | Comcast Cable (Concord Hub) | 31 | 538-094-10 | Lug; YAZV6C2TC14FX; #6 awg; 2h; 1/4; 5/8 ctc; N/A; long barrel; Inspect | 4.000000000 | Picked | 2018-02-16 00:00:00.0 | 2018-04-05 12:57:08.376 |  | 2370763 |  | CA N |  | Buy
51867 | Comcast Cable (HoustonCOMMAESCAPE TX) | 28 | 538-138-10 | Lug; YA44L2NT38FX; 750 MCM; 2h; 3/8; 1 ctc; N/A; standard barrel; Inspec | 12.000000000 | Partial | 2018-02-01 00:00:00.0 | 2018-04-10 11:21:35.814 |  | 2361566 |  | TX |  | Buy
51867 | Comcast Cable (HoustonCOMMAESCAPE TX) | 34 | 538-132-10 | Lug-Flex; 1/O awg; 2h; 3/8 x 1 ctc; .83 Pad; Std Barrel; Inspect; YAV25L2TC38FX | 25.000000000 | Entered | 2018-01-31 00:00:00.0 | 2018-04-10 11:21:35.814 |  | 2361566 |  | TX | MD | Buy
51867 | Comcast Cable (HoustonCOMMAESCAPE TX) | 45 | 470-415-10 | Alpha Std 10A; AM Breaker Plug in Bullet Type; midtrip w/aux center pin only | 1.000000000 | Entered | 2018-01-31 21:00:00.0 | 2018-04-10 11:21:35.814 |  | 2361566 |  | TX |  | Buy
51867 | Comcast Cable (HoustonCOMMAESCAPE TX) | 66 | 855-000-10 | 9 Cord Lacing Twine- White | 15.000000000 | Entered | 2018-01-31 00:00:00.0 | 2018-04-10 11:21:35.814 |  | 2361566 |  | TX | WA | Buy
51867 | Comcast Cable (HoustonCOMMAESCAPE TX) | 69 | 050-072-10 | 2 ADJUSTABLE STRAIGHT KIT | 4.000000000 | Partial | 2018-01-31 21:00:00.0 | 2018-04-10 11:21:35.814 |  | 2361566 |  | TX |  | Buy
51867 | Comcast Cable (HoustonCOMMAESCAPE TX) | 80 | 016-1689-10 r01 | DCX RW Disconnect; 1200A Switch; Shunt; TRD | 2.000000000 | Entered | 2018-01-30 00:00:00.0 | 2018-04-10 11:21:35.814 |  | 2361566 |  | TX | WA | Make
52440 | Elm Electrical | 4 | 016-2035-10 r01 | Protonode; Supports up to 10000 points | 1.000000000 | Partial | 2018-05-31 00:00:00.0 | 2018-04-11 15:56:53.259 |  | 26585-46579CR |  | MD |  | Make
52440 | Elm Electrical | 5 | 010-601-10 | DC/DC Converter; 36-72VDC Input +24 Output; 26W/1.1A; Protonode Power Supply | 1.000000000 | Partial | 2018-05-31 00:00:00.0 | 2018-04-11 15:56:53.259 |  | 26585-46579CR |  | MD |  | Buy
52227 | Comcast Cable (Ritchie RoadCOMMAESCAPE MD) | 30 | 050-081-10 | Pipe Stanchion 12' with slip-fit base that can be field cut to size; Yellow Zinc | 2.000000000 | Partial | 2018-03-10 21:00:00.0 | 2018-04-12 08:02:51.199 |  | 2373472 |  | MD |  | Buy
52227 | Comcast Cable (Ritchie RoadCOMMAESCAPE MD) | 50 | 000-037-10 | CTU-6000 Midtronics Kit | 50.000000000 | Entered | 2018-03-07 21:00:00.0 | 2018-04-12 08:02:51.199 |  | 2373472 |  | MD |  | Buy
52227 | Comcast Cable (Ritchie RoadCOMMAESCAPE MD) | 95 | 840-019-10-1 | Heat shrink; HSC112FR100; clear; 100' Rolls 1.50 id (500-250 flex) | 17.000000000 | Partial | 2018-03-01 21:00:00.0 | 2018-04-12 08:02:51.199 |  | 2373472 |  | MD |  | Buy
52229 | Comcast Cable (Pinole HECOMMAESCAPE CA) | 22 | 538-404-10 | YA34L2NT38FX- 350MCM; Narrow Tongue; Std; 3/8 x 1 CTC; Lug | 10.000000000 | Entered | 2018-03-13 00:00:00.0 | 2018-04-16 13:07:20.318 |  | 2374570 |  | CA N |  | Buy
52229 | Comcast Cable (Pinole HECOMMAESCAPE CA) | 23 | 840-019-10-1 | Heat shrink; HSC112FR100; clear; 100' Rolls 1.50 id (500-250 flex) | 3.000000000 | Entered | 2018-03-13 00:00:00.0 | 2018-04-16 13:07:20.318 |  | 2374570 |  | CA N |  | Buy
52229 | Comcast Cable (Pinole HECOMMAESCAPE CA) | 25 | 538-089-10 | Lug; YAZV2C2TC14FX; #2 awg; 2h; 1/4; 5/8 ctc; N/A; long barrel; Inspect | 10.000000000 | Entered | 2018-03-13 00:00:00.0 | 2018-04-16 13:07:20.318 |  | 2374570 |  | CA N |  | Buy
52389A | Cox Communications CA (OC) | 28 | 040-775-10 | ADC-FGS-KTW2-D-IMP-B; Vertical Down spout Cover (smoke) | 3.000000000 | Entered | 2018-04-03 00:00:00.0 | 2018-04-17 17:01:20.128 |  | 818906 | Verify this is the kit with the smoke covers before ordering. Possible reference number FGS-KTW2-D-IMP Kit FGS but seems to reference Yellow covers? Tracking Information: 1Z32026W0317623743 Carrier: U P S | CA LA |  | Buy
52321 | Comcast Cable (89th and RooseveltCOMMAESCAPE WA) | 4 | 470-406-10 | Comm/Net Std 80A; AM breaker Plug-in Bullet type; midtrip; no tabs | 36.000000000 | Entered | 2018-03-25 11:55:01.104 | 2018-04-18 08:11:45.904 | 2018-05-30 00:00:00.0 | 2375495 |  | WA Tech Grp |  | Buy
52321 | Comcast Cable (89th and RooseveltCOMMAESCAPE WA) | 7 | 538-085-10 | Lug; YAZV4C2TC14FX; #4 awg; 2h; 1/4; 5/8 ctc; N/A; long barrel; Inspect | 72.000000000 | Entered | 2018-03-25 11:55:01.104 | 2018-04-18 08:11:45.904 | 2018-05-30 00:00:00.0 | 2375495 | Use on both ends of B side circuits. | WA Tech Grp |  | Buy
52321 | Comcast Cable (89th and RooseveltCOMMAESCAPE WA) | 8 | 840-016-10-1 | Heat shrink; HSC12FR250; clear; 250 ' 0.50 id (#4- #6 flex) | 20.000000000 | Entered | 2018-03-25 11:55:01.104 | 2018-04-18 08:11:45.904 | 2018-05-30 00:00:00.0 | 2375495 |  | WA Tech Grp |  | Buy
52321 | Comcast Cable (89th and RooseveltCOMMAESCAPE WA) | 12 | 840-017-10-1 | Heat shrink; HSC34FR250 clear; 250' 0.75 id (2/0 - #2 flex) | 10.000000000 | Entered | 2018-03-25 11:55:01.104 | 2018-04-18 08:11:45.904 | 2018-05-30 00:00:00.0 | 2375495 |  | WA Tech Grp |  | Buy
52321 | Comcast Cable (89th and RooseveltCOMMAESCAPE WA) | 13 | 538-325-10 | Inline Splice Kit; #2 Awg - #4 Awg; Brown/Gray; Clr HS; YSR2CFX4CFXLTCKITC | 36.000000000 | Entered | 2018-03-25 11:55:01.104 | 2018-04-18 08:11:45.904 | 2018-05-30 00:00:00.0 | 2375495 | Install on hot and return of A side circuits only. | WA Tech Grp |  | Buy
52321 | Comcast Cable (89th and RooseveltCOMMAESCAPE WA) | 16 | 538-085-10 | Lug; YAZV4C2TC14FX; #4 awg; 2h; 1/4; 5/8 ctc; N/A; long barrel; Inspect | 36.000000000 | Entered | 2018-03-25 11:55:01.104 | 2018-04-18 08:11:45.904 | 2018-05-30 00:00:00.0 | 2375495 | Use on equpment end only of A side circuits. | WA Tech Grp |  | Buy
52321 | Comcast Cable (89th and RooseveltCOMMAESCAPE WA) | 17 | 840-016-10-1 | Heat shrink; HSC12FR250; clear; 250 ' 0.50 id (#4- #6 flex) | 10.000000000 | Entered | 2018-03-25 11:55:01.104 | 2018-04-18 08:11:45.904 | 2018-05-30 00:00:00.0 | 2375495 |  | WA Tech Grp |  | Buy
52321 | Comcast Cable (89th and RooseveltCOMMAESCAPE WA) | 18 | 950-005-10 | Tag; Wire markers; Gray oval wire marking tags | 144.000000000 | Entered | 2018-03-25 11:55:01.104 | 2018-04-18 08:11:45.904 | 2018-05-30 00:00:00.0 | 2375495 |  | WA Tech Grp |  | Buy
52321 | Comcast Cable (89th and RooseveltCOMMAESCAPE WA) | 19 | 855-000-10 | 9 Cord Lacing Twine- White | 3.000000000 | Entered | 2018-03-25 11:55:01.104 | 2018-04-18 08:11:45.904 | 2018-05-30 00:00:00.0 | 2375495 |  | WA Tech Grp |  | Buy
52321 | Comcast Cable (89th and RooseveltCOMMAESCAPE WA) | 20 | 950-198-10 | P-Touch tape; 1 black on white; TZ-251 | 3.000000000 | Entered | 2018-03-25 11:55:01.104 | 2018-04-18 08:11:45.904 | 2018-05-30 00:00:00.0 | 2375495 |  | WA Tech Grp |  | Buy
52321 | Comcast Cable (89th and RooseveltCOMMAESCAPE WA) | 21 | 970-223-10 | Sidebar Protection for Cable Racking; Fibre/Fiber Edgeguard; 3/8W X 1-1/4H X 7-3/4L | 12.000000000 | Entered | 2018-03-25 11:55:01.104 | 2018-04-18 08:11:45.904 | 2018-05-30 00:00:00.0 | 2375495 |  | WA Tech Grp |  | Buy
52321 | Comcast Cable (89th and RooseveltCOMMAESCAPE WA) | 28 | 016-515-10 r01 | Hilti Stud Anchor Kit; Includes (4) Hilti bolts and (4) square washers; ID 7/8 | 1.000000000 | Entered | 2018-03-25 11:55:01.104 | 2018-04-18 08:11:45.904 | 2018-05-30 00:00:00.0 | 2375495 |  | WA Tech Grp |  | Make
52321 | Comcast Cable (89th and RooseveltCOMMAESCAPE WA) | 36 | 538-181-10 | Lug; flex; YAZV4C2TC14FX45; w/inspect #4 awg; 45 Degree; 2h 1/4 holes; long barrell | 75.000000000 | Entered | 2018-03-25 00:00:00.0 | 2018-04-18 08:11:45.904 | 2018-05-30 00:00:00.0 | 2375495 |  | WA Tech Grp |  | Buy
52346 | Ascent Operations | 16 | 855-000-10 | 9 Cord Lacing Twine- White | 2.000000000 | Entered | 2018-03-28 13:54:20.473 | 2018-04-23 16:23:59.727 |  | 9642 |  | CA N |  | Buy
52346 | Ascent Operations | 19 | 970-223-10 | Sidebar Protection for Cable Racking; Fibre/Fiber Edgeguard; 3/8W X 1-1/4H X 7-3/4L | 4.000000000 | Entered | 2018-03-28 13:54:20.48 | 2018-04-23 16:23:59.727 |  | 9642 |  | CA N |  | Buy
52580 | Cox Communications (Virginia Beach VA) | 1 | 016-2102-10-W r02 | GMT125 - 15/15 Fuse Panel; 1RU; Dual Input; 125A; 15A/15B; 20A Max per fuse; -48VDC; Meter Module; Connectorized Outputs; per channel current monitoring; Ethernet (SMART) | 10.000000000 | Entered | 2018-08-31 00:00:00.0 | 2018-04-26 16:03:27.056 |  | Issued Pending TO |  | WA Tech Grp |  | Make
52580 | Cox Communications (Virginia Beach VA) | 2 | 745-296-10 r01 | Cable Assy; GMT Cxx; #14 AWG; Red/Black; 12'; Unterminated Load End | 300.000000000 | Entered | 2018-08-31 00:00:00.0 | 2018-04-26 16:03:27.056 |  | Issued Pending TO |  | WA Tech Grp |  | Make
52018 | Comcast Cable (McKeesportCOMMAESCAPE PA) | 3 | 470-909-10 | Emerson 40A; Breaker; White Handle | 4.000000000 | Entered | 2018-05-03 21:00:00.0 | 2018-05-04 10:42:33.985 |  | 2380152 |  | MD |  | Buy
52018 | Comcast Cable (McKeesportCOMMAESCAPE PA) | 8 | 538-405-10 | YAV4CL2TC14FX; Lug; #4 awg; Std Barrel; 1/4 X 5/8 ctc; Gray | 8.000000000 | Entered | 2018-05-03 21:00:00.0 | 2018-05-04 10:42:33.985 |  | 2380152 |  | MD |  | Buy
52035 | Comcast Cable (Colorado SpringsCOMMAESCAPE CO) | 5 | 016-1922-10-W r02 | Vertical BDFB; Quad Bus; Without Distribution Panels; Without Internal Returns; Advanced Controller; White | 4.000000000 | Entered | 2018-02-14 00:00:00.0 | 2018-05-11 12:30:36.525 |  | 2382397 | Must be white | MD |  | Make
52035 | Comcast Cable (Colorado SpringsCOMMAESCAPE CO) | 6 | 741-252-10 r05 | 800A Bullet Style Fuse/Breaker Panel Sub-assy; BDFB | 32.000000000 | Entered | 2018-08-24 00:00:00.0 | 2018-05-11 12:30:36.525 |  | 2382397 |  | MD |  | Make
52035 | Comcast Cable (Colorado SpringsCOMMAESCAPE CO) | 15 | 016-2018-10 r01 | Common External Return Kit; (4) 1/4 x 6 laminates; with covers | 4.000000000 | Entered | 2018-02-14 00:00:00.0 | 2018-05-11 12:30:36.525 |  | 2382397 | These may not need to ship. Depends on if 016-1656-10 bandaid works. Please make sure these have the horseshoe connectors on the ends of the tiers. | MD |  | Make
52035 | Comcast Cable (Colorado SpringsCOMMAESCAPE CO) | 16 | 016-550-10 r01 | H2 Zero; Base System (Commissioning Services required; | 1.000000000 | Entered | 2018-02-14 21:00:00.0 | 2018-05-11 12:30:36.525 |  | 2382397 |  | MD |  | Make
52035 | Comcast Cable (Colorado SpringsCOMMAESCAPE CO) | 18 | 016-1356-10 | CXC 120; Active Alarm Module | 4.000000000 | Entered | 2018-02-14 21:00:00.0 | 2018-05-11 12:30:36.525 |  | 2382397 |  | MD |  | Make
52035 | Comcast Cable (Colorado SpringsCOMMAESCAPE CO) | 72 | 950-006-10 | Tag; Wire markers; 1-1/2 round brass id tag DO NOT DISCONNECT LEAD | 10.000000000 | Entered | 2018-02-12 21:00:00.0 | 2018-05-11 12:30:36.525 |  | 2382397 |  | MD |  | Buy
52035 | Comcast Cable (Colorado SpringsCOMMAESCAPE CO) | 105 | 590-2267-10 r02 | Output Adapter; 2 Pole; Straight; AM Breaker Panel; BDFB | 16.000000000 | Partial | 2018-02-10 21:00:00.0 | 2018-05-11 12:30:36.525 |  | 2382397 |  | MD |  | Buy
52035 | Comcast Cable (Colorado SpringsCOMMAESCAPE CO) | 153 | 538-312-10 | Lug; YAV26L2NT38FX; 2/O FLX 3/8 x 1 | 30.000000000 | Entered | 2018-02-07 21:00:00.0 | 2018-05-11 12:30:36.525 |  | 2382397 |  | MD |  | Buy
52035 | Comcast Cable (Colorado SpringsCOMMAESCAPE CO) | 164 | 030-510-10 | Phenolics; job specifics; black/white satin | 1.000000000 | Entered | 2018-02-06 00:00:00.0 | 2018-05-11 12:30:36.525 |  | 2382397 |  | MD |  | Buy
52475 | Comcast Cable (89th and RooseveltCOMMAESCAPE WA) | 13 | 850-068-10 | Wire; hkup; flex #6 awg; red | 80.000000000 | Entered | 2018-06-26 00:00:00.0 | 2018-05-15 10:08:43.071 |  | 2383254 | Use from HDN to CBR-8 | WA Tech Grp |  | Buy
52475 | Comcast Cable (89th and RooseveltCOMMAESCAPE WA) | 20 | 538-238-10 | Inline Splice Kit; 4/0 - #2 Awg; Yellow/Brown; Clr HS; YSR28FX2CFXLTCKIT | 10.000000000 | Entered | 2018-06-26 00:00:00.0 | 2018-05-15 10:08:43.071 |  | 2383254 |  | WA Tech Grp |  | Buy
52475 | Comcast Cable (89th and RooseveltCOMMAESCAPE WA) | 29 | 538-275-10 | Lug; YAV2CL2NT14FX90; #2 awg; 2h; 1/4; 5/8 ctc; NTS; short barrel; Inspect; 90 degree | 18.000000000 | Entered | 2018-06-26 00:00:00.0 | 2018-05-15 10:08:43.071 |  | 2383254 |  | WA Tech Grp |  | Buy
52475 | Comcast Cable (89th and RooseveltCOMMAESCAPE WA) | 35 | 850-277-10 | Wire; hkup; flex #10; green | 200.000000000 | Entered | 2018-06-26 00:00:00.0 | 2018-05-15 10:08:43.071 |  | 2383254 |  | WA Tech Grp |  | Buy
52475 | Comcast Cable (89th and RooseveltCOMMAESCAPE WA) | 41 | 850-086-10 | Wire; hkup; flex #6 awg; green | 60.000000000 | Entered | 2018-06-26 00:00:00.0 | 2018-05-15 10:08:43.071 |  | 2383254 |  | WA Tech Grp |  | Buy
52475 | Comcast Cable (89th and RooseveltCOMMAESCAPE WA) | 45 | 970-223-10 | Sidebar Protection for Cable Racking; Fibre/Fiber Edgeguard; 3/8W X 1-1/4H X 7-3/4L | 12.000000000 | Entered | 2018-06-26 00:00:00.0 | 2018-05-15 10:08:43.071 |  | 2383254 |  | WA Tech Grp |  | Buy
52475 | Comcast Cable (89th and RooseveltCOMMAESCAPE WA) | 50 | 030-078-10 | Vertical Wire Trellis; 48RU; Black | 20.000000000 | Picking | 2018-06-26 00:00:00.0 | 2018-05-15 10:08:43.071 |  | 2383254 |  | WA Tech Grp |  | Buy
52550A | Cox Communications | 8 | 950-006-10 | Tag; Wire markers; 1-1/2 round brass id tag DO NOT DISCONNECT LEAD | 1.000000000 | Entered | 2018-04-24 00:00:00.0 | 2018-05-16 13:59:29.569 |  | 823048 |  | CA LA |  | Buy
52704 | Comcast Cable (LongmontCOMMAESCAPE CO) | 14 | 538-124-10 | Lug; YAV28L2ENT14FX; 4/O awg; 2h; 1/4; 5/8 ctc; NTS; standard barrel; Inspect | 6.000000000 | Partial | 2018-05-10 00:00:00.0 | 2018-05-17 07:59:26.951 |  | 2384194 |  | MD |  | Buy
52571 | Comcast Cable (Colorado SpringsCOMMAESCAPE CO) | 10 | 850-082-10 | Wire; hkup; flex 4/0 awg; blue | 20.000000000 | Partial | 2018-07-31 00:00:00.0 | 2018-05-21 10:14:51.087 |  | 2385414 |  | MD |  | Buy
52571 | Comcast Cable (Colorado SpringsCOMMAESCAPE CO) | 11 | 850-083-10 | Wire; hkup; flex 4/0 awg; blue w/ blk tracer | 20.000000000 | Partial | 2018-07-31 00:00:00.0 | 2018-05-21 10:14:51.087 |  | 2385414 |  | MD |  | Buy
52566 | Comcast Cable (Federal HeightsCOMMAESCAPE CO) | 10 | 840-016-10-1 | Heat shrink; HSC12FR250; clear; 250 ' 0.50 id (#4- #6 flex) | 6.000000000 | Entered | 2018-04-24 00:00:00.0 | 2018-05-21 10:16:17.987 |  | 2385421 |  | MD |  | Buy
52565 | Comcast Cable (EnglewoodCOMMAESCAPE CO) | 16 | 970-223-10 | Sidebar Protection for Cable Racking; Fibre/Fiber Edgeguard; 3/8W X 1-1/4H X 7-3/4L | 6.000000000 | Entered | 2018-07-31 00:00:00.0 | 2018-05-21 10:25:02.073 |  | 2385407 |  | MD | MD | Buy
52091 | Comcast Cable (89th and RooseveltCOMMAESCAPE WA) | 6 | 470-271-10 | Comm/Net Std 200A; 2 pole AM breaker Plug-in Bullet type; midtrip; no tabs | 4.000000000 | Entered | 2018-06-26 00:00:00.0 | 2018-05-22 12:26:38.718 |  | 2385751 | Install in BDFB for both Matrix panels. | WA Tech Grp |  | Buy
52091 | Comcast Cable (89th and RooseveltCOMMAESCAPE WA) | 15 | 840-018-10 | Heat shrink; HSC100FR100; clear; 100' 1.00 id (4/0 - 350mcm) | 8.000000000 | Entered | 2018-06-26 00:00:00.0 | 2018-05-22 12:26:38.718 |  | 2385751 |  | WA Tech Grp |  | Buy
52091 | Comcast Cable (89th and RooseveltCOMMAESCAPE WA) | 16 | 470-706-10 | 50amp; slimline breaker; Series Trip; UL489; Bullet; No Auxiliary Switch | 4.000000000 | Entered | 2018-06-26 00:00:00.0 | 2018-05-22 12:26:38.718 |  | 2385751 |  | WA Tech Grp |  | Buy
52091 | Comcast Cable (89th and RooseveltCOMMAESCAPE WA) | 33 | 040-758-10 | Newton - 00251800DB 4x4 Vertical Tee | 3.000000000 | Entered | 2018-06-26 00:00:00.0 | 2018-05-22 12:26:38.718 |  | 2385751 |  | WA Tech Grp |  | Buy
52736A | Cox Communications | 5 | 643-208-10 | Unistrut; P1000T; 1-5/8 x 1-5/8; with 9/16x1-1/8 Slots; 10' Lengths; Yellow Zinc | 1.000000000 | Entered | 2018-05-17 10:40:21.148 | 2018-05-25 15:44:10.725 |  | 824332 |  | CA LA |  | Buy
52736A | Cox Communications | 6 | 633-200-10 | Wshr; Square; 2 In. w/ 7/8 In. Holes; YZ | 4.000000000 | Entered | 2018-05-17 10:40:21.148 | 2018-05-25 15:44:10.725 |  | 824332 |  | CA LA |  | Buy
52736A | Cox Communications | 7 | 634-032-10 | U-nut (spring nut) 5/8 inch | 4.000000000 | Entered | 2018-05-17 10:40:21.148 | 2018-05-25 15:44:10.725 |  | 824332 |  | CA LA |  | Buy
52736A | Cox Communications | 8 | 630-820-10 | Threaded Rod; 5/8-11; 10' Length; Steel; Yellow Zinc plated | 1.000000000 | Entered | 2018-05-17 10:40:21.148 | 2018-05-25 15:44:10.725 |  | 824332 |  | CA LA |  | Buy
52736A | Cox Communications | 10 | 643-032-10 | Aux framing; supporting & bracing Framing clip kit; Stiffening Kit 5/8; YZ | 6.000000000 | Entered | 2018-05-17 00:00:00.0 | 2018-05-25 15:44:10.725 |  | 824332 |  | CA LA |  | Buy
52736A | Cox Communications | 11 | 634-016-10 | Nut; Heavy Hex; 5/8-11; Grade 5; Yellow Zinc | 8.000000000 | Entered | 2018-05-17 10:40:21.148 | 2018-05-25 15:44:10.725 |  | 824332 |  | CA LA |  | Buy
52736A | Cox Communications | 12 | 634-032-10 | U-nut (spring nut) 5/8 inch | 8.000000000 | Entered | 2018-05-17 10:40:21.148 | 2018-05-25 15:44:10.725 |  | 824332 |  | CA LA |  | Buy
52736A | Cox Communications | 13 | 633-028-10 | Washer; Fender; 5/8; OD 1-3/4; Yellow Zinc | 8.000000000 | Entered | 2018-05-17 10:40:21.148 | 2018-05-25 15:44:10.725 |  | 824332 |  | CA LA |  | Buy
52736A | Cox Communications | 18 | 850-086-10 | Wire; hkup; flex #6 awg; green | 125.000000000 | Entered | 2018-05-17 10:40:21.148 | 2018-05-25 15:44:10.725 |  | 824332 |  | CA LA |  | Buy
52738 | Cox Communications | 7 | 750-047-10 | Newton; GROUND BAR AND SPLICE FOR 19 UNEQUAL FLANGE RACK W/LUGS | 4.000000000 | Entered | 2018-05-17 11:56:24.036 | 2018-05-25 15:48:21.07 |  | 824333 |  | CA LA |  | Buy
52490 | Comcast Cable (Hayward HECOMMAESCAPE CA) | 27 | 030-095-10 | Barracuda 30 D; Heavy Duty Cabinet Assembly; 45U x 22.13W x 30.88D; White; California Specific | 1.000000000 | Partial | 2018-04-17 00:00:00.0 | 2018-05-30 08:55:03.146 |  | 2387688 |  | CA N |  | Buy
52525 | Comcast Cable (San Mateo HE) | 3 | 470-275-10 | Comm/Net Std 250A; 3 pole AM breaker Plug-in Bullet type; midtrip; no tabs | 2.000000000 | Entered | 2018-04-20 00:00:00.0 | 2018-05-30 08:56:37.483 |  | 2387691 |  | CA N |  | Buy
52525 | Comcast Cable (San Mateo HE) | 13 | 538-239-10 | Inline Splice Kit; 350 - 4/0; YSR34FX28FXLTCKIT | 8.000000000 | Entered | 2018-04-20 00:00:00.0 | 2018-05-30 08:56:37.483 |  | 2387691 |  | CA N |  | Buy
52523 | Comcast Cable (Folsom Hub CA) | 10 | 040-462-10 | ADC - FGS-MSSC-A; 4x 4 Snap on Cover Kit for Horizontal Straight Section; Yellow | 2.000000000 | Picked | 2018-04-20 00:00:00.0 | 2018-05-30 08:59:44.687 |  | 2387710 |  | CA N |  | Buy
52523 | Comcast Cable (Folsom Hub CA) | 30 | 710-015-10-W r03 | 19 Rack/Rear Assembly Deep Reinforced; r03 WHITE | 1.000000000 | Picked | 2018-04-20 00:00:00.0 | 2018-05-30 08:59:44.687 |  | 2387710 |  | CA N |  | Buy
52523 | Comcast Cable (Folsom Hub CA) | 32 | 030-096-10 | Barracuda; 45U x 5W; Middle Row Spacer Kit; Includes (2) Bottom Brackets; (2) Top Brackets; & (2) Cover Panels; White; California Specific | 5.000000000 | Entered | 2018-04-20 00:00:00.0 | 2018-05-30 08:59:44.687 |  | 2387710 |  | CA N |  | Buy
52523 | Comcast Cable (Folsom Hub CA) | 33 | 030-097-10 | Barracuda; 45U; Cable Management Insert Panel; White; California Specific | 5.000000000 | Entered | 2018-04-20 00:00:00.0 | 2018-05-30 08:59:44.687 |  | 2387710 |  | CA N |  | Buy
52553 | Comcast Cable (Hayward HECOMMAESCAPE CA) | 30 | 850-071-10 | Wire; hkup; flex #6 awg; blue w/ blk tracer | 100.000000000 | Entered | 2018-04-24 00:00:00.0 | 2018-05-30 09:34:27.025 |  | 2387878 |  | CA N |  | Buy
52697 | Comcast Cable (Daly City HECOMMAESCAPE CA) | 36 | 710-068-10 r01 | 19 Relay Rack Assembly; Front only | 1.000000000 | Entered | 2018-06-22 00:00:00.0 | 2018-05-30 09:37:55.057 |  | 2387727 |  | CA N |  | Make
52697 | Comcast Cable (Daly City HECOMMAESCAPE CA) | 37 | 040-079-10 | Spacer Kit; White; 45U x 5; Double Sided; Includes 2 Bottom and Top Brackets and 2 Lift Off Doors; Crenlo Cross for Chatsworth Spacer; White | 1.000000000 | Entered | 2018-06-22 00:00:00.0 | 2018-05-30 09:37:55.057 |  | 2387727 |  | CA N |  | Buy
52755 | Comcast Cable (Panama) | 8 | 590-2401-10 r01 | 45 Degree Output Adapter; PDF for GBE Bus Duct; HDPDF | 6.000000000 | Partial | 2018-06-26 00:00:00.0 | 2018-05-31 07:51:52.665 |  | 2390838 |  | MD |  | Buy
52755 | Comcast Cable (Panama) | 9 | 181-231-10 | Unigy II 6AVR125-33 NB -48VDC Battery String; LOI; 3x8 cells | 2.000000000 | Entered | 2018-06-26 00:00:00.0 | 2018-05-31 07:51:52.665 |  | 2390838 |  | MD |  | Buy
52755 | Comcast Cable (Panama) | 13 | 538-124-10 | Lug; YAV28L2ENT14FX; 4/O awg; 2h; 1/4; 5/8 ctc; NTS; standard barrel; Inspect | 15.000000000 | Entered | 2018-06-26 00:00:00.0 | 2018-05-31 07:51:52.665 |  | 2390838 |  | MD |  | Buy
52755 | Comcast Cable (Panama) | 15 | 460-058-10 | Fuse; TPL; 1200A; DC-170V; 2 x 4.06; | 3.000000000 | Partial | 2018-08-03 00:00:00.0 | 2018-05-31 07:51:52.665 |  | 2390838 | WA shipping | MD |  | Buy
52755 | Comcast Cable (Panama) | 24 | 016-2106-10-W r01 | GMT125 - 15/15 Fuse Panel; 1RU; Dual Input; 125A; 15A/15B; 20A Max per fuse; -48VDC; Meter Module; Terminal Block Outputs; per channel current monitoring; Ethernet (SMART) | 5.000000000 | Entered | 2018-06-26 00:00:00.0 | 2018-05-31 07:51:52.665 |  | 2390838 |  | MD |  | Make
52755 | Comcast Cable (Panama) | 30 | 850-095-10 | Wire; hkup; flex 750mcm; blue | 55.000000000 | Partial | 2018-06-25 21:00:00.0 | 2018-05-31 07:51:52.665 |  | 2390838 | (2) 160 reelsCOMMAESCAPE (2) 250 reelsCOMMAESCAPE (4) 155 reels | MD |  | Buy
52755 | Comcast Cable (Panama) | 35 | 538-405-10 | YAV4CL2TC14FX; Lug; #4 awg; Std Barrel; 1/4 X 5/8 ctc; Gray | 50.000000000 | Entered | 2018-06-25 21:00:00.0 | 2018-05-31 07:51:52.665 |  | 2390838 |  | MD |  | Buy
52755 | Comcast Cable (Panama) | 36 | 538-220-10 | Lug; flex; YAV28L2NT38FX; w/inspect 4/O awg; 2h 3/8 holes; 1 ctc; Standard Barrel; Narrow Tongue | 56.000000000 | Entered | 2018-06-25 21:00:00.0 | 2018-05-31 07:51:52.665 |  | 2390838 |  | MD |  | Buy
52755 | Comcast Cable (Panama) | 37 | 850-087-10 | Wire; hkup; flex 4/0 awg; green | 250.000000000 | Entered | 2018-06-25 21:00:00.0 | 2018-05-31 07:51:52.665 |  | 2390838 |  | MD |  | Buy
52755 | Comcast Cable (Panama) | 51 | 630-803-10 | Threaded Rod; 5/8-11; 6'; Yellow zinc plated; Norton; | 20.000000000 | Entered | 2018-06-24 21:00:00.0 | 2018-05-31 07:51:52.665 |  | 2390838 |  | MD |  | Buy
52755 | Comcast Cable (Panama) | 54 | 950-198-10 | P-Touch tape; 1 black on white; TZ-251 | 10.000000000 | Entered | 2018-06-24 21:00:00.0 | 2018-05-31 07:51:52.665 |  | 2390838 |  | MD |  | Buy
52755 | Comcast Cable (Panama) | 55 | 590-2400-10 r01 | 90 Degree Output Adapter; PDF for GBE Bus Duct; HDPDF | 32.000000000 | Entered | 2018-06-24 00:00:00.0 | 2018-05-31 07:51:52.665 |  | 2390838 |  | MD |  | Buy
52755 | Comcast Cable (Panama) | 60 | 970-223-10 | Sidebar Protection for Cable Racking; Fibre/Fiber Edgeguard; 3/8W X 1-1/4H X 7-3/4L | 50.000000000 | Entered | 2018-06-23 00:00:00.0 | 2018-05-31 07:51:52.665 |  | 2390838 |  | MD | Drop Ship | Buy
52755 | Comcast Cable (Panama) | 62 | 050-002-10 | Cable Rack; 12 In. (W); 2 In. (SB); 9' 8-1/2 In. (L); Solid; Yellow Zinc | 5.000000000 | Entered | 2018-06-23 00:00:00.0 | 2018-05-31 07:51:52.665 |  | 2390838 |  | MD |  | Buy
52755 | Comcast Cable (Panama) | 63 | 050-030-10 | Cable Rack; 5' wide; 2 side bars; 10' long; solid bar | 5.000000000 | Entered | 2018-06-23 00:00:00.0 | 2018-05-31 07:51:52.665 |  | 2390838 |  | MD |  | Buy
52755 | Comcast Cable (Panama) | 67 | 030-510-10 | Phenolics; job specifics; black/white satin | 1.000000000 | Entered | 2018-06-23 00:00:00.0 | 2018-05-31 07:51:52.665 |  | 2390838 |  | MD |  | Buy
52755 | Comcast Cable (Panama) | 68 | 590-2267-10 r02 | Output Adapter; 2 Pole; Straight; AM Breaker Panel; BDFB | 36.000000000 | Entered | 2018-06-23 00:00:00.0 | 2018-05-31 07:51:52.665 |  | 2390838 |  | MD |  | Buy
52755 | Comcast Cable (Panama) | 71 | 710-260-10 r02 | Hot Jumper; BDFB | 12.000000000 | Entered | 2018-06-23 00:00:00.0 | 2018-05-31 07:51:52.665 |  | 2390838 |  | MD |  | Make
52755 | Comcast Cable (Panama) | 72 | 710-332-10 r01 | Kit; field install; Vertical BDFB controller; for full size Rev. 02 only | 5.000000000 | Entered | 2018-06-23 00:00:00.0 | 2018-05-31 07:51:52.665 |  | 2390838 |  | MD |  | Make
52820 | PAXIO Inc. | 23 | 538-124-10 | Lug; YAV28L2ENT14FX; 4/O awg; 2h; 1/4; 5/8 ctc; NTS; standard barrel; Inspect | 2.000000000 | Entered | 2018-06-21 00:00:00.0 | 2018-06-06 17:20:03.006 |  | 10716 |  | CA LA |  | Buy
52820 | PAXIO Inc. | 51 | 561-005-10 | Fiber-roll sheets; Electrical Insulation; 10x5' sheets | 1.000000000 | Entered | 2018-06-21 00:00:00.0 | 2018-06-06 17:20:03.006 |  | 10716 |  | CA LA |  | Buy
52820 | PAXIO Inc. | 57 | 630-511-10 | Hilti; HSL-3-B M12/5 Red Head Anchor; 18mm ;117mm L | 4.000000000 | Partial | 2018-06-21 00:00:00.0 | 2018-06-06 17:20:03.006 |  | 10716 |  | CA LA |  | Buy
52820 | PAXIO Inc. | 59 | 741-020-10 r01 | 23 Battery Tray Weldment | 4.000000000 | Picked | 2018-06-21 00:00:00.0 | 2018-06-06 17:20:03.006 |  | 10716 |  | CA LA |  | Buy
52820 | PAXIO Inc. | 61 | 538-260-10 | Lug; flex; YAZV252NT14FX; w/inspect 1/o awg; 2h 1/4 holes; 5/8 ctc; long barrel; narrow tongue | 28.000000000 | Entered | 2018-06-20 00:00:00.0 | 2018-06-06 17:20:03.006 |  | 10716 |  | CA LA |  | Buy
52820 | PAXIO Inc. | 62 | 040-402-10 | ADC - FGS-MTRM-A; 4x 4 Trumpet Flare; Yellow | 4.000000000 | Entered | 2018-06-20 00:00:00.0 | 2018-06-06 17:20:03.006 |  | 10716 |  | CA LA |  | Buy
52820 | PAXIO Inc. | 64 | 040-713-10 | ADC - FGS-HMEC-A; 4x 4 End Cap; Yellow | 2.000000000 | Entered | 2018-06-20 00:00:00.0 | 2018-06-06 17:20:03.006 |  | 10716 |  | CA LA |  | Buy
52820 | PAXIO Inc. | 65 | 040-731-10 | ADC - FGS-MJWR-D; 4x 4 Vertical Slotted Duct Adapter Junction Kit; Used to Join Standard Raceway to Duct; Yellow | 16.000000000 | Entered | 2018-06-20 00:00:00.0 | 2018-06-06 17:20:03.006 |  | 10716 |  | CA LA |  | Buy
52820 | PAXIO Inc. | 66 | 590-1130-10 r02 | GJ Cover; Battery disconnect | 4.000000000 | Entered | 2018-06-19 00:00:00.0 | 2018-06-06 17:20:03.006 |  | 10716 |  | CA LA |  | Buy
50640 | Comcast Cable (Hayward HECOMMAESCAPE CA) | 7 | 590-1550-10 | 3 Pole Adapter Kit for Vista tier distribution;2 pieces per kit | 1.000000000 | Entered | 2017-09-12 00:00:00.0 | 2018-06-06 20:26:45.584 |  | 2388238 |  | WA Tech Grp |  | Buy
50640 | Comcast Cable (Hayward HECOMMAESCAPE CA) | 30 | 538-295-10 | Lug; YAV2CL2TC38FX90; #2 awg; 2h; 3/8; 1 ctc; NTS; standard barrel; Inspect; 90 degree | 8.000000000 | Entered | 2017-09-12 00:00:00.0 | 2018-06-06 20:26:45.584 |  | 2388238 |  | WA Tech Grp |  | Buy
52717 | Comcast Cable (Rheem HECOMMAESCAPE CA) | 23 | 040-466-10 | ADC - FGS-MU9A-C; 2x 2 90' up Elbow w/ Cover; Yellow | 1.000000000 | Entered | 2018-06-22 00:00:00.0 | 2018-06-07 11:42:32.227 |  | 2390509 |  | CA N |  | Buy
52830 | Comcast Cable (89th and RooseveltCOMMAESCAPE WA) | 6 | 470-478-10 | 250 Amp AM Breaker Kit; Plug-In Type with Aux Switch Center Pin Only; Midtrip (5/16 Bullet Terminals) 3 Poles Wide P/N: 747-221-20-000 | 1.000000000 | Partial | 2018-07-31 00:00:00.0 | 2018-06-11 13:23:12.398 |  | 2391684 |  | WA Tech Grp |  | Buy
52830 | Comcast Cable (89th and RooseveltCOMMAESCAPE WA) | 8 | 016-1722-10 r01 | HDN 600; Dual Isolated (A/B) Input; 11A/11B AM Breaker Positions; UL1801 | 1.000000000 | Entered | 2018-07-31 00:00:00.0 | 2018-06-11 13:23:12.398 |  | 2391684 |  | WA Tech Grp |  | Make
52830 | Comcast Cable (89th and RooseveltCOMMAESCAPE WA) | 16 | 850-268-10 | Wire; hkup; flex; #8 awg red w/ blk tracer | 20.000000000 | Entered | 2018-07-31 00:00:00.0 | 2018-06-11 13:23:12.398 |  | 2391684 |  | WA Tech Grp |  | Buy
52830 | Comcast Cable (89th and RooseveltCOMMAESCAPE WA) | 17 | 850-269-10 | Wire; hkup; flex; #8 awg; blue | 20.000000000 | Entered | 2018-07-31 00:00:00.0 | 2018-06-11 13:23:12.398 |  | 2391684 |  | WA Tech Grp |  | Buy
52830 | Comcast Cable (89th and RooseveltCOMMAESCAPE WA) | 18 | 850-270-10 | Wire; hkup; flex; #8 awg; blue w/ blk tracer | 20.000000000 | Entered | 2018-07-31 00:00:00.0 | 2018-06-11 13:23:12.398 |  | 2391684 |  | WA Tech Grp |  | Buy
52830 | Comcast Cable (89th and RooseveltCOMMAESCAPE WA) | 19 | 850-271-10 | Wire; hkup; flex #8 awg; green | 20.000000000 | Entered | 2018-07-31 00:00:00.0 | 2018-06-11 13:23:12.398 |  | 2391684 |  | WA Tech Grp |  | Buy
52830 | Comcast Cable (89th and RooseveltCOMMAESCAPE WA) | 20 | 538-018-10 | Lug; YAZ8C2TC14FX; #8 awg; 2h; 1/4; 5/8 ctc; long barrel; Inspect | 16.000000000 | Entered | 2018-07-09 00:00:00.0 | 2018-06-11 13:23:12.398 |  | 2391684 |  | WA Tech Grp |  | Buy
52830 | Comcast Cable (89th and RooseveltCOMMAESCAPE WA) | 25 | 970-223-10 | Sidebar Protection for Cable Racking; Fibre/Fiber Edgeguard; 3/8W X 1-1/4H X 7-3/4L | 10.000000000 | Entered | 2018-07-31 00:00:00.0 | 2018-06-11 13:23:12.398 |  | 2391684 |  | WA Tech Grp |  | Buy
52830 | Comcast Cable (89th and RooseveltCOMMAESCAPE WA) | 31 | 040-322-10 Black | Panduit; 3 W x 4 H x 6' length; Type G Wide Slot Wiring Duct (cover 040-323-10); Black | 1.000000000 | Entered | 2018-07-31 00:00:00.0 | 2018-06-11 13:23:12.398 |  | 2391684 |  | WA Tech Grp |  | Buy
52830 | Comcast Cable (89th and RooseveltCOMMAESCAPE WA) | 32 | 040-323-10 Black | Panduit; 3 x 4; Cover Duct (Duct 040-322-10); Black | 1.000000000 | Entered | 2018-07-31 00:00:00.0 | 2018-06-11 13:23:12.398 |  | 2391684 |  | WA Tech Grp |  | Buy
52853 | Elm Electrical | 3 | 016-2035-10 r01 | Protonode; Supports up to 10000 points | 1.000000000 | Entered | 2018-06-20 00:00:00.0 | 2018-06-12 10:57:08.461 |  | 28758-46655CR |  | MD |  | Make
52853 | Elm Electrical | 4 | 010-601-10 | DC/DC Converter; 36-72VDC Input +24 Output; 26W/1.1A; Protonode Power Supply | 1.000000000 | Entered | 2018-06-20 00:00:00.0 | 2018-06-12 10:57:08.461 |  | 28758-46655CR |  | MD |  | Buy
52853 | Elm Electrical | 5 | 999-999-10 | Misc. Hardware Kit | 1.000000000 | Entered | 2018-06-20 00:00:00.0 | 2018-06-12 10:57:08.461 |  | 28758-46655CR | Placeholder order from GBE | MD |  | Make
52862 | Specialty Communication Services | 2 | 470-471-10 | Comm/Net Std 300A; 3 pole AM breaker Plug-in Bullet type; midtrip; no tabs | 2.000000000 | Entered | 2018-07-30 00:00:00.0 | 2018-06-12 16:20:35.144 |  | 211 |  | WA Tech Grp |  | Buy
52694 | Comcast Cable (Castro Valley) | 10 | 538-295-10 | Lug; YAV2CL2TC38FX90; #2 awg; 2h; 3/8; 1 ctc; NTS; standard barrel; Inspect; 90 degree | 8.000000000 | Entered | 2018-05-11 09:16:42.084 | 2018-06-14 12:29:20.955 |  | 2393098 |  | CA N |  | Buy
52694 | Comcast Cable (Castro Valley) | 13 | 850-086-10 | Wire; hkup; flex #6 awg; green | 10.000000000 | Entered | 2018-05-11 09:16:42.084 | 2018-06-14 12:29:20.955 |  | 2393098 |  | CA N |  | Buy
52694 | Comcast Cable (Castro Valley) | 16 | 561-005-10 | Fiber-roll sheets; Electrical Insulation; 10x5' sheets | 6.000000000 | Entered | 2018-05-11 09:16:42.084 | 2018-06-14 12:29:20.955 |  | 2393098 |  | CA N |  | Buy
52694 | Comcast Cable (Castro Valley) | 18 | 950-198-10 | P-Touch tape; 1 black on white; TZ-251 | 1.000000000 | Entered | 2018-05-11 09:16:42.084 | 2018-06-14 12:29:20.955 |  | 2393098 |  | CA N |  | Buy
52846 | Comcast Cable (Rheem HECOMMAESCAPE CA) | 5 | 850-137-10 | Wire; hkup; flex #12 awg; red/blk tracer | 30.000000000 | Picking | 2018-06-25 00:00:00.0 | 2018-06-14 12:30:51.906 |  | 2393050 |  | CA N |  | Buy
52699 | Comcast Cable (Hershey) | 10 | 050-003-10 | Aux Framing Channel; 2 In. (SB) X 9/16 In. X 3/16 In. x 10' (L); Yellow Zinc; Drilled; | 14.000000000 | Entered | 2018-05-10 00:00:00.0 | 2018-06-18 08:16:15.892 |  | 2393695 |  | MD |  | Buy
52699 | Comcast Cable (Hershey) | 11 | 643-208-10 | Unistrut; P1000T; 1-5/8 x 1-5/8; with 9/16x1-1/8 Slots; 10' Lengths; Yellow Zinc | 1.000000000 | Entered | 2018-05-10 00:00:00.0 | 2018-06-18 08:16:15.892 |  | 2393695 |  | MD |  | Buy
52699 | Comcast Cable (Hershey) | 12 | 643-072-10 | Aux Framing Clip; 5/8; Yellow Zinc | 100.000000000 | Entered | 2018-05-10 00:00:00.0 | 2018-06-18 08:16:15.892 |  | 2393695 |  | MD |  | Buy
52699 | Comcast Cable (Hershey) | 13 | 634-016-10 | Nut; Heavy Hex; 5/8-11; Grade 5; Yellow Zinc | 100.000000000 | Entered | 2018-05-10 00:00:00.0 | 2018-06-18 08:16:15.892 |  | 2393695 |  | MD |  | Buy
52699 | Comcast Cable (Hershey) | 14 | 630-820-10 | Threaded Rod; 5/8-11; 10' Length; Steel; Yellow Zinc plated | 10.000000000 | Entered | 2018-05-10 00:00:00.0 | 2018-06-18 08:16:15.892 |  | 2393695 |  | MD |  | Buy
52699 | Comcast Cable (Hershey) | 15 | 050-004-10 | Cable Rack; 20 in. (W); 2 in. (SB); 9' 8-1/2 (L); Seismic; Predrilled 9/16 holes; Yellow Zinc | 3.000000000 | Entered | 2018-05-10 00:00:00.0 | 2018-06-18 08:16:15.892 |  | 2393695 |  | MD |  | Buy
52699 | Comcast Cable (Hershey) | 16 | 050-533-10 | Cable Rack; In-Line Splice Kit; 2 In. (SB); Yellow Zinc; 2 Per Kit; | 8.000000000 | Entered | 2018-05-10 00:00:00.0 | 2018-06-18 08:16:15.892 |  | 2393695 |  | MD |  | Buy
52699 | Comcast Cable (Hershey) | 17 | 050-062-10 | Cable Rack; Corner Clip Kit; 90 (D); 2 In. (SB); Yellow Zinc; 2 Clips Per Kit; | 8.000000000 | Entered | 2018-05-10 00:00:00.0 | 2018-06-18 08:16:15.892 |  | 2393695 |  | MD |  | Buy
52699 | Comcast Cable (Hershey) | 18 | 050-075-10 | AUXILIARY FRAMING T JUNCTION | 4.000000000 | Entered | 2018-05-10 00:00:00.0 | 2018-06-18 08:16:15.892 |  | 2393695 |  | MD |  | Buy
52699 | Comcast Cable (Hershey) | 19 | 643-052-10 | J Bolt Kits for 2 Rack | 16.000000000 | Entered | 2018-05-10 00:00:00.0 | 2018-06-18 08:16:15.892 |  | 2393695 |  | MD |  | Buy
52699 | Comcast Cable (Hershey) | 20 | 050-869-10 | Aux Framing; J-Bolt Spanner Kit; 1 1/2 or 2 Cable Rack to Aux Channel; Yellow Zinc | 4.000000000 | Entered | 2018-05-10 00:00:00.0 | 2018-06-18 08:16:15.892 |  | 2393695 |  | MD |  | Buy
52699 | Comcast Cable (Hershey) | 21 | 633-072-10 | Wshr; Splt LK; 5/8; Yellow Zinc | 20.000000000 | Entered | 2018-05-10 00:00:00.0 | 2018-06-18 08:16:15.892 |  | 2393695 |  | MD |  | Buy
52699 | Comcast Cable (Hershey) | 22 | 050-500-10 | Cable Rack; Rubber End Cap; 2 In. (SB); Black; 2 Per Kit; | 20.000000000 | Entered | 2018-05-10 00:00:00.0 | 2018-06-18 08:16:15.892 |  | 2393695 |  | MD |  | Buy
52699 | Comcast Cable (Hershey) | 23 | 050-072-10 | 2 ADJUSTABLE STRAIGHT KIT | 4.000000000 | Entered | 2018-05-10 00:00:00.0 | 2018-06-18 08:16:15.892 |  | 2393695 |  | MD |  | Buy
52699 | Comcast Cable (Hershey) | 24 | 050-073-10 | 2 ADJUSTABLE T JUNCTION KIT | 2.000000000 | Entered | 2018-05-10 00:00:00.0 | 2018-06-18 08:16:15.892 |  | 2393695 |  | MD |  | Buy
52986 | E3 Systems | 2 | 016-999-10 r01 | HDN; Ethernet Adapter Option | 1.000000000 | Entered | 2018-07-31 00:00:00.0 | 2018-06-19 15:07:02.018 |  | 18027 |  | WA Tech Grp |  | Make
52870 | Comcast Cable (Hanover PA) | 23 | 050-500-10 | Cable Rack; Rubber End Cap; 2 In. (SB); Black; 2 Per Kit; | 2.000000000 | Partial | 2018-06-02 21:00:00.0 | 2018-06-20 08:35:09.908 |  | 2394536 |  | MD |  | Buy
52870 | Comcast Cable (Hanover PA) | 44 | 040-484-10 | ADC - FGS-JUNC-G;2x6 Junction; Yellow | 12.000000000 | Partial | 2018-06-02 21:00:00.0 | 2018-06-20 08:35:09.908 |  | 2394536 |  | MD |  | Buy
52870 | Comcast Cable (Hanover PA) | 83 | 850-140-10 | Wire; hkup; flex #14 awg; red | 164.000000000 | Partial | 2018-06-01 21:00:00.0 | 2018-06-20 08:35:09.908 |  | 2394536 |  | MD |  | Buy
52870 | Comcast Cable (Hanover PA) | 102 | 840-028-10 | Threaded Rod Cover; Gray Split Tube; 6' | 10.000000000 | Entered | 2018-05-31 21:00:00.0 | 2018-06-20 08:35:09.908 |  | 2394536 |  | MD |  | Buy
52870 | Comcast Cable (Hanover PA) | 118 | 538-266-10 | H-Tap; Brown; W/ Clr Cover; Range T1: 350-4/0; T2 4/0-1/0; T3 1-8 Awg; T4 8 Awg; YH3429WCC | 1.000000000 | Entered | 2018-05-30 21:00:00.0 | 2018-06-20 08:35:09.908 |  | 2394536 |  | MD |  | Buy
53003 | Cox Communications CA (OC) | 4 | 016-199-10 r03 | DCX; 800 Ampere; -48VDC Battery disconnect. With Shunt; UL Listed | 1.000000000 | Entered | 2018-06-20 10:19:17.667 | 2018-06-20 10:47:44.013 |  | 831152 |  | CA LA |  | Make
53003 | Cox Communications CA (OC) | 5 | 016-1766-10 r01 | DCX Mounting Kit; EnerSys mP125-33 | 1.000000000 | Entered | 2018-06-20 10:19:17.676 | 2018-06-20 10:47:44.013 |  | 831152 |  | CA LA |  | Make
53002 | Cox Communications CA (San Diego) | 4 | 016-199-10 r03 | DCX; 800 Ampere; -48VDC Battery disconnect. With Shunt; UL Listed | 1.000000000 | Entered | 2018-06-20 10:14:26.739 | 2018-06-20 10:47:55.84 |  | 832130 |  | CA LA |  | Make
53002 | Cox Communications CA (San Diego) | 5 | 016-1766-10 r01 | DCX Mounting Kit; EnerSys mP125-33 | 1.000000000 | Entered | 2018-06-20 10:14:26.741 | 2018-06-20 10:47:55.84 |  | 832130 |  | CA LA |  | Make
53017 | Alpha Technologies ServicesCOMMAESCAPE Inc. | 1 | 470-406-10 | Comm/Net Std 80A; AM breaker Plug-in Bullet type; midtrip; no tabs | 4.000000000 | Entered | 2018-06-21 08:59:45.204 | 2018-06-21 10:26:02.003 |  |  |  | WA Tech Grp |  | Buy
53037 | LightWave Telecommunications | 1 | 016-1737-10 r01 | 23 Battery Rack; 5 Center Mounted Deep Trays w/200A Switch Only Disconnects; 2 Post Construction | 2.000000000 | Entered | 2018-07-20 00:00:00.0 | 2018-06-26 12:55:28.714 |  | 32192 - Comcast FRE | 2/0 awg cabling ...250amp cb'sCOMMAESCAPE fits east penn or C&D...no lexan shields | MD | MD | Make
52912 | Comcast Cable (Walnut CreekCOMMAESCAPE CA) | 13 | 850-153-10 | Wire; hkup; flex #12; green | 15.000000000 | Partial | 2018-07-02 00:00:00.0 | 2018-06-26 13:20:08.042 |  | 2396745 |  | CA N |  | Buy
53062 | Comcast Cable (BellmawrCOMMAESCAPE NJ) | 1 | 741-349-10 r01 | GMT 15/15; Meter Module; Smart | 5.000000000 | Entered | 2018-06-26 14:43:00.658 | 2018-06-26 14:44:16.99 |  |  |  | WA Tech Grp |  | Make
53062 | Comcast Cable (BellmawrCOMMAESCAPE NJ) | 2 | 740-705-10 r01 | PCB Assy; Smart Fuse Panels Network Module Board | 3.000000000 | Entered | 2018-06-26 14:43:00.662 | 2018-06-26 14:44:16.99 |  |  |  | WA Tech Grp |  | Make
52854 | Schultz Brothers Electric Company | 4 | 010-560-10 | Start up; Benning Invertronic Systems w/load bank | 1.000000000 | Entered | 2018-06-01 00:00:00.0 | 2018-06-27 09:45:08.372 |  | 80180 |  | WA Tech Grp |  | Buy
53066 | LightWave Telecommunications | 1 | 016-1737-10 r01 | 23 Battery Rack; 5 Center Mounted Deep Trays w/200A Switch Only Disconnects; 2 Post Construction | 2.000000000 | Entered | 2018-06-26 21:00:00.0 | 2018-06-28 08:30:46.686 |  | 32202 - Beltway | 2/0 awg cabling ...250amp cb'sCOMMAESCAPE fits east penn or C&D...no lexan shields | MD |  | Make
53080/52312 | ContelCOMMAESCAPE Inc. | 1 | 750-277-10 r01 | Rear Mounting Kit; TPA 250 | 1.000000000 | Entered | 2018-06-28 11:17:52.848 | 2018-06-28 11:20:59.998 |  |  |  | WA Tech Grp |  | Make
53080/52312 | ContelCOMMAESCAPE Inc. | 2 | 750-280-10 r01 | Panel Mounting Kit; TPA 250 | 1.000000000 | Entered | 2018-06-28 00:00:00.0 | 2018-06-28 11:20:59.998 |  |  |  | WA Tech Grp |  | Make
53131 | Cogeco Connexion Inc. | 2 | 030-823-10 r01 | Rear Bottom Plastic Cover; HDN w/ 2 RU Term Panel | 2.000000000 | Entered | 2018-08-16 00:00:00.0 | 2018-07-05 09:29:16.31 |  | 715291 |  | WA Tech Grp |  | Buy
53131 | Cogeco Connexion Inc. | 3 | 030-824-10 r01 | Rear Top Plastic Cover; HDN w/ 2 RU Term Panel | 2.000000000 | Entered | 2018-08-16 00:00:00.0 | 2018-07-05 09:29:16.31 |  | 715291 |  | WA Tech Grp |  | Buy
53141 | Cox Communications CA (OC) | 8 | 538-437-10 | Lug; Flex; YAV26L2NT14FX90; 2/O; 2 hole; 1/4 x 5/8 CTC; NT; Standard Barrel; 90 degree | 18.000000000 | Entered | 2018-07-05 00:00:00.0 | 2018-07-06 15:42:23.998 |  | 830568 |  | CA LA | Drop Ship | Buy
53061 | Comcast Cable (Rheem HECOMMAESCAPE CA) | 4 | 857-002-10 | Kit; Arris E6000; Gen2; Custom w/lacing | 1.000000000 | Entered | 2018-06-26 00:00:00.0 | 2018-07-09 08:29:12.21 |  | 2398654 |  | CA N | Drop Ship | Buy
53061 | Comcast Cable (Rheem HECOMMAESCAPE CA) | 5 | 857-003-10 | Module Splitter w/Monitor; 1.218 GHz; F Connector; 3x2 | 40.000000000 | Entered | 2018-06-26 00:00:00.0 | 2018-07-09 08:29:12.21 |  | 2398654 |  | CA N | Drop Ship | Buy
53061 | Comcast Cable (Rheem HECOMMAESCAPE CA) | 6 | 857-004-10 | Module Combiner w/Monitor; 1.218 GHz; F Connector; 3x2 | 40.000000000 | Entered | 2018-06-26 00:00:00.0 | 2018-07-09 08:29:12.21 |  | 2398654 |  | CA N | Drop Ship | Buy
53061 | Comcast Cable (Rheem HECOMMAESCAPE CA) | 7 | 857-005-10 | Chassis; 20 Pos; 5 RU; Black | 4.000000000 | Entered | 2018-06-26 00:00:00.0 | 2018-07-09 08:29:12.21 |  | 2398654 |  | CA N | Drop Ship | Buy
53061 | Comcast Cable (Rheem HECOMMAESCAPE CA) | 8 | 857-009-10 | Port Terminator; Non Locking; F; Male; 75OHM; .5 Watts; High Return Loss | 700.000000000 | Entered | 2018-06-26 00:00:00.0 | 2018-07-09 08:29:12.21 |  | 2398654 |  | CA N | Drop Ship | Buy
53061 | Comcast Cable (Rheem HECOMMAESCAPE CA) | 9 | 857-012-10 | CABLE; CONNECTOR; COMPRESSION; F; SNAP N SEAL; RG59; HEADEND; 1 PIECE | 300.000000000 | Entered | 2018-06-26 00:00:00.0 | 2018-07-09 08:29:12.21 |  | 2398654 |  | CA N | Drop Ship | Buy
53061 | Comcast Cable (Rheem HECOMMAESCAPE CA) | 10 | 857-013-10 | CONNECTOR; F(MALE) FIXED PIN(COMP); MINI RG59; QUAD SHIELD CABLE CONNECTOR | 300.000000000 | Entered | 2018-06-26 00:00:00.0 | 2018-07-09 08:29:12.21 |  | 2398654 |  | CA N | Drop Ship | Buy
53060 | Comcast Cable (Hayward HECOMMAESCAPE CA) | 4 | 857-002-10 | Kit; Arris E6000; Gen2; Custom w/lacing | 1.000000000 | Entered | 2018-06-26 00:00:00.0 | 2018-07-10 11:15:10.19 |  | 2398655 |  | CA N | Drop Ship | Buy
53060 | Comcast Cable (Hayward HECOMMAESCAPE CA) | 5 | 857-003-10 | Module Splitter w/Monitor; 1.218 GHz; F Connector; 3x2 | 40.000000000 | Entered | 2018-06-26 00:00:00.0 | 2018-07-10 11:15:10.19 |  | 2398655 |  | CA N | Drop Ship | Buy
53060 | Comcast Cable (Hayward HECOMMAESCAPE CA) | 6 | 857-004-10 | Module Combiner w/Monitor; 1.218 GHz; F Connector; 3x2 | 40.000000000 | Entered | 2018-06-26 00:00:00.0 | 2018-07-10 11:15:10.19 |  | 2398655 |  | CA N | Drop Ship | Buy
53060 | Comcast Cable (Hayward HECOMMAESCAPE CA) | 7 | 857-005-10 | Chassis; 20 Pos; 5 RU; Black | 4.000000000 | Entered | 2018-06-26 00:00:00.0 | 2018-07-10 11:15:10.19 |  | 2398655 |  | CA N | Drop Ship | Buy
53060 | Comcast Cable (Hayward HECOMMAESCAPE CA) | 8 | 857-009-10 | Port Terminator; Non Locking; F; Male; 75OHM; .5 Watts; High Return Loss | 700.000000000 | Entered | 2018-06-26 00:00:00.0 | 2018-07-10 11:15:10.19 |  | 2398655 |  | CA N | Drop Ship | Buy
53060 | Comcast Cable (Hayward HECOMMAESCAPE CA) | 9 | 857-012-10 | CABLE; CONNECTOR; COMPRESSION; F; SNAP N SEAL; RG59; HEADEND; 1 PIECE | 300.000000000 | Entered | 2018-06-26 00:00:00.0 | 2018-07-10 11:15:10.19 |  | 2398655 |  | CA N | Drop Ship | Buy
53060 | Comcast Cable (Hayward HECOMMAESCAPE CA) | 10 | 857-013-10 | CONNECTOR; F(MALE) FIXED PIN(COMP); MINI RG59; QUAD SHIELD CABLE CONNECTOR | 300.000000000 | Entered | 2018-06-26 00:00:00.0 | 2018-07-10 11:15:10.19 |  | 2398655 |  | CA N | Drop Ship | Buy
53167 | Comm/net SystemsCOMMAESCAPE Inc. | 1 | 016-2126-10 r02 | TPA 250; Dual Input; 6A/6B 50A Max TPA Fuse Positions; Connectorized Outputs (100A); -48VDC; LEDs; White | 1.000000000 | Entered | 2018-07-11 07:06:23.816 | 2018-07-11 08:12:31.245 |  |  |  | Canada |  | Make
53167 | Comm/net SystemsCOMMAESCAPE Inc. | 2 | 016-1262-10 r01 | 100A Matrix Connector Kit; 6-pack; Pwr TwinBlade; 16mm; Straight; #6 - #8 AWG | 2.000000000 | Entered | 2018-07-11 07:06:23.816 | 2018-07-11 08:12:31.245 |  |  |  | Canada |  | Make
53167 | Comm/net SystemsCOMMAESCAPE Inc. | 3 | 016-1264-10 r01 | 100A Matrix Connector Kit; 6-pack; Pwr TwinBlade; 2x6mm; Straight; #10 - #14 AWG | 2.000000000 | Entered | 2018-07-11 07:06:23.816 | 2018-07-11 08:12:31.245 |  |  |  | Canada |  | Make
53188 | Applied Power Services LLC | 2 | 590-2331-10 | 3 Pole; Breaker Adapter Bus Kit; New Alpha BDFB | 11.000000000 | Partial | 2018-08-02 00:00:00.0 | 2018-07-12 13:59:27.82 |  | 2018PO1858 |  | WA Tech Grp |  | Buy
53053 | Comcast Cable (Hayward HECOMMAESCAPE CA) | 26 | 030-100-10 | Barracuda Cabinet Assembly; 26W x 45U x 36.13D; White | 1.000000000 | Entered | 2018-06-26 00:00:00.0 | 2018-07-16 07:46:25.919 |  | 2401141 |  | CA N |  | Buy
53053 | Comcast Cable (Hayward HECOMMAESCAPE CA) | 27 | 030-101-10 | Barracuda; 45U x 6W x 36.13D Middle Of The Row Spacer Kit;w/Unistruts; (2) Lift Off Doors; White | 2.000000000 | Entered | 2018-06-26 00:00:00.0 | 2018-07-16 07:46:25.919 |  | 2401141 |  | CA N |  | Buy
53053 | Comcast Cable (Hayward HECOMMAESCAPE CA) | 28 | 030-102-10 | Barracuda; 45U Cable Management Insert Panel for Middle Of The Row Spacer w/Unistrut - White | 2.000000000 | Entered | 2018-06-26 00:00:00.0 | 2018-07-16 07:46:25.919 |  | 2401141 |  | CA N |  | Buy
53053 | Comcast Cable (Hayward HECOMMAESCAPE CA) | 29 | 030-103-10 | Barracuda; 6W x 45U x 36.13D End Row Cap w/ Removable Side Panels; White | 1.000000000 | Entered | 2018-06-26 00:00:00.0 | 2018-07-16 07:46:25.919 |  | 2401141 |  | CA N |  | Buy
53149 | Comcast Cable (BeavertonCOMMAESCAPE OR) | 1 | 016-1722-10 r01 | HDN 600; Dual Isolated (A/B) Input; 11A/11B AM Breaker Positions; UL1801 | 10.000000000 | Entered | 2018-10-05 00:00:00.0 | 2018-07-16 13:04:44.861 |  | 2401318 |  | CA N |  | Make
53149 | Comcast Cable (BeavertonCOMMAESCAPE OR) | 2 | 016-999-10 r01 | HDN; Ethernet Adapter Option | 10.000000000 | Entered | 2018-10-05 00:00:00.0 | 2018-07-16 13:04:44.861 |  | 2401318 |  | CA N |  | Make
53149 | Comcast Cable (BeavertonCOMMAESCAPE OR) | 3 | 016-2102-10-W r02 | GMT125 - 15/15 Fuse Panel; 1RU; Dual Input; 125A; 15A/15B; 20A Max per fuse; -48VDC; Meter Module; Connectorized Outputs; per channel current monitoring; Ethernet (SMART) | 10.000000000 | Entered | 2018-10-05 00:00:00.0 | 2018-07-16 13:04:44.861 |  | 2401318 |  | CA N |  | Make
53149 | Comcast Cable (BeavertonCOMMAESCAPE OR) | 4 | 745-195-10 r01 | Cable Assy; GMT Cxx; #12 AWG; Red/Red Tracer; 10'; Unterminated Load End | 150.000000000 | Entered | 2018-10-05 00:00:00.0 | 2018-07-16 13:04:44.861 |  | 2401318 |  | CA N |  | Make
53149 | Comcast Cable (BeavertonCOMMAESCAPE OR) | 5 | 745-196-10 r01 | Cable Assy; GMT Cxx; #12 AWG; Blue/Blue Tracer; 10'; Unterminated Load End | 150.000000000 | Entered | 2018-10-05 00:00:00.0 | 2018-07-16 13:04:44.861 |  | 2401318 |  | CA N |  | Make
53262 | E3 Systems | 2 | 016-999-10 r01 | HDN; Ethernet Adapter Option | 1.000000000 | Entered | 2018-07-19 12:03:42.55 | 2018-07-19 12:06:58.349 |  | 18060 |  | WA Tech Grp |  | Make
53139 | Cox Communications CA (OC) | 6 | 050-998-10 | Grounding Busbar Kits; 19 L; 14 mounting holes; 1/2 Hole Spacing; Order 050-999-10 also; Cox Approved | 2.000000000 | Entered | 2018-07-04 00:00:00.0 | 2018-07-23 10:39:00.212 |  | 830040 |  | CA LA |  | Buy
53139 | Cox Communications CA (OC) | 7 | 050-999-10 | Rack Mount Bus Bar Insulator Kit; 3/4H X 11/16WX1-1/4L; WHITE; Order 050-998-10 also; Cox Approved | 2.000000000 | Entered | 2018-07-04 00:00:00.0 | 2018-07-23 10:39:00.212 |  | 830040 |  | CA LA |  | Buy
53139 | Cox Communications CA (OC) | 14 | 750-753-10 | HW Kit; 3 Pole lug adapter; For 250amp bullet nose type Emerson Breakers | 2.000000000 | Entered | 2018-08-03 00:00:00.0 | 2018-07-23 10:39:00.212 |  | 830040 | Verify part number is 545346 Triple pole lug Adapter (NetSure) | CA LA |  | Make
52898 | Comcast Cable (Mt WashingtonCOMMAESCAPE PA) | 38 | 538-123-10 | Lug; YAZV6C2TC14E2FX; #6 awg; 1/4; 3/4 ctc; N/A; long barrel; Inspect | 10.000000000 | Entered | 2018-06-05 21:00:00.0 | 2018-07-24 13:29:59.617 |  | 2403616 |  | TN |  | Buy
52632 | Comcast Cable (Oakland CA) | 9 | 538-133-10 | Lug; YAV28L2TC38FX; 4/O awg; 2h; 3/8; 1 ctc; N/A; standard barrel; Inspect | 48.000000000 | Entered | 2018-05-02 00:00:00.0 | 2018-07-25 07:36:39.602 |  | 2403780 |  | CA N |  | Buy
52632 | Comcast Cable (Oakland CA) | 15 | 850-086-10 | Wire; hkup; flex #6 awg; green | 100.000000000 | Entered | 2018-05-02 00:00:00.0 | 2018-07-25 07:36:39.602 |  | 2403780 |  | CA N |  | Buy
52632 | Comcast Cable (Oakland CA) | 33 | 016-2102-10-W r02 | GMT125 - 15/15 Fuse Panel; 1RU; Dual Input; 125A; 15A/15B; 20A Max per fuse; -48VDC; Meter Module; Connectorized Outputs; per channel current monitoring; Ethernet (SMART) | 4.000000000 | Entered | 2018-05-02 00:00:00.0 | 2018-07-25 07:36:39.602 |  | 2403780 |  | CA N |  | Make
52852 | Comcast Cable (PottsvilleCOMMAESCAPE PA) | 4 | 850-068-10 | Wire; hkup; flex #6 awg; red | 60.000000000 | Entered | 2018-05-31 00:00:00.0 | 2018-07-25 13:55:10.673 |  | 2403617 |  | MD |  | Buy
52852 | Comcast Cable (PottsvilleCOMMAESCAPE PA) | 5 | 850-069-10 | Wire; hkup; flex #6 awg; red w/ blk tracer | 60.000000000 | Entered | 2018-05-31 00:00:00.0 | 2018-07-25 13:55:10.673 |  | 2403617 |  | MD |  | Buy
52852 | Comcast Cable (PottsvilleCOMMAESCAPE PA) | 6 | 850-070-10 | Wire; hkup; flex #6 awg; blue | 60.000000000 | Entered | 2018-05-31 00:00:00.0 | 2018-07-25 13:55:10.673 |  | 2403617 |  | MD |  | Buy
52852 | Comcast Cable (PottsvilleCOMMAESCAPE PA) | 7 | 850-071-10 | Wire; hkup; flex #6 awg; blue w/ blk tracer | 60.000000000 | Entered | 2018-05-31 00:00:00.0 | 2018-07-25 13:55:10.673 |  | 2403617 |  | MD |  | Buy
52852 | Comcast Cable (PottsvilleCOMMAESCAPE PA) | 8 | 538-151-10 | Inline Splice Kit; #2 Awg - #6 Awg; Brown/Blue; Clr HS; YSR2CFX6CFXLTCKITC | 17.000000000 | Partial | 2018-05-31 00:00:00.0 | 2018-07-25 13:55:10.673 |  | 2403617 |  | MD |  | Buy
52852 | Comcast Cable (PottsvilleCOMMAESCAPE PA) | 16 | 040-724-10 | ADC - FGS-KTW1-CA; 2x 2 Vertical Slotted Duct Kit; 1.5 Slot Spacing; 6' Long; Includes - Duct; Cover; Hose End Clamps and (5) Universal Mounting Brackets; Yellow | 2.000000000 | Entered | 2018-05-30 21:00:00.0 | 2018-07-25 13:55:10.673 |  | 2403617 |  | MD |  | Buy
53128 | Cox Communications Inc | 6 | 850-086-10 | Wire; hkup; flex #6 awg; green | 150.000000000 | Entered | 2018-07-03 15:17:46.503 | 2018-07-26 14:09:22.888 |  |  |  | CA LA |  | Buy
53128 | Cox Communications Inc | 24 | 850-084-10 | Wire; hkup; flex 2/0 awg; green | 40.000000000 | Entered | 2018-07-02 00:00:00.0 | 2018-07-26 14:09:22.888 |  |  |  | CA LA |  | Buy
53128 | Cox Communications Inc | 26 | 050-999-10 | Rack Mount Bus Bar Insulator Kit; 3/4H X 11/16WX1-1/4L; WHITE; Order 050-998-10 also; Cox Approved | 26.000000000 | Entered | 2018-07-02 00:00:00.0 | 2018-07-26 14:09:22.888 |  |  |  | CA LA |  | Buy
53128 | Cox Communications Inc | 27 | 538-198-10 | H-Tap; Purple; W/ Clr Cover; Range: T1 4/0-2 Awg; T2 2-8 Awg; T3 8-14 Awg; YH292CWCC | 34.000000000 | Entered | 2018-07-02 00:00:00.0 | 2018-07-26 14:09:22.888 |  |  |  | CA LA |  | Buy
53050 | Comcast Cable (Santa ClaraCOMMAESCAPE CA) | 17 | 850-078-10 | Wire; hkup; flex #2 awg; blue | 1100.000000000 | Picked | 2018-06-26 00:00:00.0 | 2018-07-27 08:51:27.907 |  | 2404514 | Split into 2 reels | CA N |  | Buy
53050 | Comcast Cable (Santa ClaraCOMMAESCAPE CA) | 18 | 850-079-10 | Wire; hkup; flex #2 awg; blue w/ blk tracer | 1100.000000000 | Picked | 2018-06-26 00:00:00.0 | 2018-07-27 08:51:27.907 |  | 2404514 | Split into 2 reels | CA N |  | Buy
53333 | Cogeco Connexion Inc. | 2 | 016-1474-10 r01 | HDN Panel Kit; Dual Input HDN panel with Embedded Ethernet; and related hardware | 3.000000000 | Partial | 2018-08-29 00:00:00.0 | 2018-07-30 14:30:40.361 | 2018-09-07 00:00:00.0 | 716395 |  | WA Tech Grp |  | Make
53333 | Cogeco Connexion Inc. | 3 | 016-994-10 r01 | PTP; PTP RM; 2RU Top Bus Termination Panel. Includes all hardware and Bus covers. | 10.000000000 | Entered | 2018-08-29 00:00:00.0 | 2018-07-30 14:30:40.361 | 2018-09-07 00:00:00.0 | 716395 |  | WA Tech Grp |  | Make
53348 | Retech | 1 | 470-471-10 | Comm/Net Std 300A; 3 pole AM breaker Plug-in Bullet type; midtrip; no tabs | 1.000000000 | Partial | 2018-07-31 00:00:00.0 | 2018-08-01 11:14:24.22 | 2018-08-03 00:00:00.0 | 11946 |  | WA Tech Grp |  | Buy
51991 | Comcast Cable (Denver) | 5 | 630-803-10 | Threaded Rod; 5/8-11; 6'; Yellow zinc plated; Norton; | 4.000000000 | Entered | 2018-08-10 00:00:00.0 | 2018-08-02 07:29:45.998 |  | 2405858 |  | MD |  | Buy
51991 | Comcast Cable (Denver) | 10 | 040-670-10 | ADC-FGS-MSHS-F; 4inx6'x12in; Straight Yellow section | 1.000000000 | Partial | 2018-08-10 00:00:00.0 | 2018-08-02 07:29:45.998 |  | 2405858 |  | MD |  | Buy
53287 | Comcast Cable (TCC Denver) | 8 | 050-300-10 | Cable Rack; 18 In. (W); 2 In. (SB); 9' 8-1/2 In. (L); Solid; Yellow Zinc; W/O Holes; | 1.000000000 | Entered | 2018-07-23 21:00:00.0 | 2018-08-02 09:51:05.801 |  | Cancelled |  | WA Tech Grp |  | Buy
53287 | Comcast Cable (TCC Denver) | 9 | 630-803-10 | Threaded Rod; 5/8-11; 6'; Yellow zinc plated; Norton; | 10.000000000 | Entered | 2018-07-23 21:00:00.0 | 2018-08-02 09:51:05.801 |  | Cancelled |  | WA Tech Grp |  | Buy
53287 | Comcast Cable (TCC Denver) | 10 | 050-020-10 | Cable Rack; 5 In. (W); 2 In. (SB); 9' 8-1/2 In. (L); Seismic; No Holes; Gray; (#1 drawing) | 2.000000000 | Entered | 2018-07-23 21:00:00.0 | 2018-08-02 09:51:05.801 |  | Cancelled |  | WA Tech Grp |  | Buy
53288 | Comcast Cable (TCC Denver) | 22 | 538-171-10 | Inline Splice Kit; 2/0 - #2 Awg; Black/Brown; Clr HS; YSR26FX2CFXLTCKITC | 8.000000000 | Entered | 2018-07-23 00:00:00.0 | 2018-08-02 09:52:19.082 |  | 2407459 |  | WA Tech Grp |  | Buy
53319 | Cox Communications CA (OC) | 6 | 850-086-10 | Wire; hkup; flex #6 awg; green | 10.000000000 | Entered | 2018-07-26 00:00:00.0 | 2018-08-02 15:05:23.662 |  | 832929 |  | CA LA |  | Buy
53319 | Cox Communications CA (OC) | 7 | 538-165-10 | Lug; YAZV6C2TC14FX90; #6 awg; 2h; 1/4; 5/8 ctc; N/A; long barrel; Inspect; 90 degree | 2.000000000 | Entered | 2018-07-26 00:00:00.0 | 2018-08-02 15:05:23.662 |  | 832929 |  | CA LA |  | Buy
53319 | Cox Communications CA (OC) | 10 | 538-172-10 | Inline Splice Kit; 1/0 - #2 Awg; Pink/Brown; Clr HS; YSR25FX2CFXLTCKITC | 5.000000000 | Entered | 2018-07-26 00:00:00.0 | 2018-08-02 15:05:23.662 |  | 832929 |  | CA LA |  | Buy
53319 | Cox Communications CA (OC) | 15 | 840-017-10-1 | Heat shrink; HSC34FR250 clear; 250' 0.75 id (2/0 - #2 flex) | 3.000000000 | Entered | 2018-07-26 00:00:00.0 | 2018-08-02 15:05:23.662 |  | 832929 |  | CA LA |  | Buy
53319 | Cox Communications CA (OC) | 16 | 538-260-10 | Lug; flex; YAZV252NT14FX; w/inspect 1/o awg; 2h 1/4 holes; 5/8 ctc; long barrel; narrow tongue | 8.000000000 | Entered | 2018-07-26 00:00:00.0 | 2018-08-02 15:05:23.662 |  | 832929 |  | CA LA |  | Buy
53319 | Cox Communications CA (OC) | 17 | 538-127-10 | Lug-Flex; 1/O awg; 2h; 3/8 x 1 ctc; .83 Pad; Lng Barrel; Inspect; YAZV252TC38FX | 8.000000000 | Entered | 2018-07-26 00:00:00.0 | 2018-08-02 15:05:23.662 |  | 832929 |  | CA LA |  | Buy
53319 | Cox Communications CA (OC) | 18 | 855-000-10 | 9 Cord Lacing Twine- White | 2.000000000 | Entered | 2018-07-26 00:00:00.0 | 2018-08-02 15:05:23.662 |  | 832929 |  | CA LA |  | Buy
53319 | Cox Communications CA (OC) | 19 | 950-197-10 | P-Touch tape; 3/4 black on white; TZ-241 | 1.000000000 | Entered | 2018-07-26 00:00:00.0 | 2018-08-02 15:05:23.662 |  | 832929 |  | CA LA |  | Buy
53319 | Cox Communications CA (OC) | 20 | 538-120-10 | Lug; YAV102TC14; #14-10 Str/#12-10 Sol; 2h; 1/4; 5/8 ctc; N/A; standard barrel; Inspect | 18.000000000 | Partial | 2018-07-26 00:00:00.0 | 2018-08-02 15:05:23.662 |  | 832929 |  | CA LA |  | Buy
53273 | Cox Communications | 2 | 016-199-10 r03 | DCX; 800 Ampere; -48VDC Battery disconnect. With Shunt; UL Listed | 1.000000000 | Entered | 2018-08-10 00:00:00.0 | 2018-08-02 15:51:30.107 | 2018-08-31 00:00:00.0 | 832133 |  | CA LA |  | Make
53273 | Cox Communications | 3 | 016-1766-10 r01 | DCX Mounting Kit; EnerSys mP125-33 | 1.000000000 | Entered | 2018-08-10 00:00:00.0 | 2018-08-02 15:51:30.107 | 2018-08-31 00:00:00.0 | 832133 |  | CA LA |  | Make
53362 | SRI | 2 | 470-404-10 | Comm/Net Std 100A; AM breaker Plug-in Bullet type; midtrip; no tabs | 5.000000000 | Entered | 2018-08-02 08:17:03.253 | 2018-08-02 16:00:30.197 |  | 23712 |  | WA Tech Grp |  | Buy
53362 | SRI | 3 | 590-806-10 r02 | 3 Pole Lug Landing Adapter Plate; 45 Deg Termination; AM Breakers | 3.000000000 | Entered | 2018-08-02 08:17:03.253 | 2018-08-02 16:00:30.197 |  | 23712 |  | WA Tech Grp |  | Buy
53230 | EMP Conley Lovelace | 1 | 975-011-10 | Apparel; T-shirt; Short Sleeve; Black; 4XLT; 4X-Large Tall | 6.000000000 | Entered | 2018-07-17 00:00:00.0 | 2018-08-07 13:24:20.692 |  | Apparel |  | WA Tech Grp |  | Buy
53405 | EMP Pat Bates | 2 | 975-064-10 | Apparel; T-shirt; Short Sleeve; 2XLT-Large Tall; Black | 4.000000000 | Entered | 2018-08-07 00:00:00.0 | 2018-08-07 13:41:17.835 |  | Apparel |  | WA Tech Grp |  | Buy
46155B ADD | Comcast Cable (Commerce CityCOMMAESCAPE CO) | 3 | 050-062-10 | Cable Rack; Corner Clip Kit; 90 (D); 2 In. (SB); Yellow Zinc; 2 Clips Per Kit; | 80.000000000 | Entered | 2018-07-15 21:00:00.0 | 2018-08-08 11:18:09.855 |  | Issued Pending |  | CO |  | Buy
46155B ADD | Comcast Cable (Commerce CityCOMMAESCAPE CO) | 4 | 050-072-10 | 2 ADJUSTABLE STRAIGHT KIT | 20.000000000 | Entered | 2018-07-15 21:00:00.0 | 2018-08-08 11:18:09.855 |  | Issued Pending |  | CO |  | Buy
46155B ADD | Comcast Cable (Commerce CityCOMMAESCAPE CO) | 5 | 050-073-10 | 2 ADJUSTABLE T JUNCTION KIT | 6.000000000 | Entered | 2018-07-15 21:00:00.0 | 2018-08-08 11:18:09.855 |  | Issued Pending |  | CO |  | Buy
46155B ADD | Comcast Cable (Commerce CityCOMMAESCAPE CO) | 6 | 050-085-10 | Aux Framing Splice Kit; Bar S006-150 D-6; Bar 3/8 x 1-1/4; Bolt 3/8-16 x 3/4 LG; Bolt 3/8 x 5/8; Yellow Zinc; | 80.000000000 | Entered | 2018-07-15 21:00:00.0 | 2018-08-08 11:18:09.855 |  | Issued Pending |  | CO |  | Buy
46155B ADD | Comcast Cable (Commerce CityCOMMAESCAPE CO) | 7 | 050-200-10 | Cable Rack; 15 In. (W); 2 In. (SB); 9' 8-1/2 In. (L); Yellow Zinc; | 12.000000000 | Entered | 2018-07-15 21:00:00.0 | 2018-08-08 11:18:09.855 |  | Issued Pending |  | CO |  | Buy
46155B ADD | Comcast Cable (Commerce CityCOMMAESCAPE CO) | 8 | 050-500-10 | Cable Rack; Rubber End Cap; 2 In. (SB); Black; 2 Per Kit; | 160.000000000 | Entered | 2018-07-15 21:00:00.0 | 2018-08-08 11:18:09.855 |  | Issued Pending |  | CO |  | Buy
46155B ADD | Comcast Cable (Commerce CityCOMMAESCAPE CO) | 9 | 050-557-10 | Aux power Bracket; 6in Assembly Kit; Yellow Zinc | 30.000000000 | Entered | 2018-07-15 21:00:00.0 | 2018-08-08 11:18:09.855 |  | Issued Pending |  | CO |  | Buy
46155B ADD | Comcast Cable (Commerce CityCOMMAESCAPE CO) | 10 | 050-852-10 | L Bracket; 2 Sidbar; 6X4.5 with bolt through | 90.000000000 | Entered | 2018-07-15 21:00:00.0 | 2018-08-08 11:18:09.855 |  | Issued Pending |  | CO |  | Buy
46155B ADD | Comcast Cable (Commerce CityCOMMAESCAPE CO) | 11 | 050-869-10 | Aux Framing; J-Bolt Spanner Kit; 1 1/2 or 2 Cable Rack to Aux Channel; Yellow Zinc | 12.000000000 | Entered | 2018-07-15 21:00:00.0 | 2018-08-08 11:18:09.855 |  | Issued Pending |  | CO |  | Buy
46155B ADD | Comcast Cable (Commerce CityCOMMAESCAPE CO) | 12 | 643-072-10 | Aux Framing Clip; 5/8; Yellow Zinc | 250.000000000 | Entered | 2018-07-15 21:00:00.0 | 2018-08-08 11:18:09.855 |  | Issued Pending |  | CO |  | Buy
46155B ADD | Comcast Cable (Commerce CityCOMMAESCAPE CO) | 13 | 634-016-10 | Nut; Heavy Hex; 5/8-11; Grade 5; Yellow Zinc | 600.000000000 | Entered | 2018-07-15 21:00:00.0 | 2018-08-08 11:18:09.855 |  | Issued Pending |  | CO |  | Buy
46155B ADD | Comcast Cable (Commerce CityCOMMAESCAPE CO) | 14 | 633-034-10 | Washer; Lock; 5/8; Ext. Tooth; Yellow Zinc | 600.000000000 | Entered | 2018-07-15 21:00:00.0 | 2018-08-08 11:18:09.855 |  | Issued Pending |  | CO |  | Buy
46155B ADD | Comcast Cable (Commerce CityCOMMAESCAPE CO) | 15 | 630-803-10 | Threaded Rod; 5/8-11; 6'; Yellow zinc plated; Norton; | 80.000000000 | Entered | 2018-07-15 21:00:00.0 | 2018-08-08 11:18:09.855 |  | Issued Pending |  | CO |  | Buy
46155B ADD | Comcast Cable (Commerce CityCOMMAESCAPE CO) | 16 | 050-779-10 | P1964; Flat Plate Fitting; 1 5/8 x 1 5/8; 1-hole bar; 9/16 hole | 200.000000000 | Entered | 2018-07-15 21:00:00.0 | 2018-08-08 11:18:09.855 |  | Issued Pending |  | CO |  | Buy
46155B ADD | Comcast Cable (Commerce CityCOMMAESCAPE CO) | 17 | 050-094-10 | Cable Rack; Bracing Bracket; BB2 | 20.000000000 | Entered | 2018-07-15 21:00:00.0 | 2018-08-08 11:18:09.855 |  | Issued Pending |  | CO |  | Buy
46155B ADD | Comcast Cable (Commerce CityCOMMAESCAPE CO) | 18 | 050-004-10 | Cable Rack; 20 in. (W); 2 in. (SB); 9' 8-1/2 (L); Seismic; Predrilled 9/16 holes; Yellow Zinc | 42.000000000 | Entered | 2018-07-15 21:00:00.0 | 2018-08-08 11:18:09.855 |  | Issued Pending |  | CO |  | Buy
46155B ADD | Comcast Cable (Commerce CityCOMMAESCAPE CO) | 19 | 050-003-10 | Aux Framing Channel; 2 In. (SB) X 9/16 In. X 3/16 In. x 10' (L); Yellow Zinc; Drilled; | 220.000000000 | Entered | 2018-07-15 21:00:00.0 | 2018-08-08 11:18:09.855 |  | Issued Pending |  | CO |  | Buy
46155B ADD | Comcast Cable (Commerce CityCOMMAESCAPE CO) | 20 | 050-856-10 | CROSS-OVER FRAMING CLIP | 60.000000000 | Entered | 2018-07-15 21:00:00.0 | 2018-08-08 11:18:09.855 |  | Issued Pending |  | CO |  | Buy
46155B ADD | Comcast Cable (Commerce CityCOMMAESCAPE CO) | 21 | 643-208-10 | Unistrut; P1000T; 1-5/8 x 1-5/8; with 9/16x1-1/8 Slots; 10' Lengths; Yellow Zinc | 10.000000000 | Entered | 2018-07-15 21:00:00.0 | 2018-08-08 11:18:09.855 |  | Issued Pending |  | CO |  | Buy
46155B ADD | Comcast Cable (Commerce CityCOMMAESCAPE CO) | 22 | 643-043-10 | SHIM Thickness; .031; Yellow Zinc | 300.000000000 | Entered | 2018-07-15 21:00:00.0 | 2018-08-08 11:18:09.855 |  | Issued Pending |  | CO |  | Buy
46155B ADD | Comcast Cable (Commerce CityCOMMAESCAPE CO) | 23 | 840-028-10 | Threaded Rod Cover; Gray Split Tube; 6' | 200.000000000 | Entered | 2018-07-15 21:00:00.0 | 2018-08-08 11:18:09.855 |  | Issued Pending |  | CO |  | Buy
46155B ADD | Comcast Cable (Commerce CityCOMMAESCAPE CO) | 24 | 050-023-10 | Cable Rack; In-Line Splice Kit; 2 In. (SB); Yellow Zinc; 2 Per Kit; | 100.000000000 | Entered | 2018-07-15 21:00:00.0 | 2018-08-08 11:18:09.855 |  | Issued Pending |  | CO |  | Buy
46155B ADD | Comcast Cable (Commerce CityCOMMAESCAPE CO) | 30 | 561-008-10 | Standoff insulators 1 standoff; 2165-1A | 100.000000000 | Entered | 2018-07-15 21:00:00.0 | 2018-08-08 11:18:09.855 |  | Issued Pending |  | CO |  | Buy
46155B ADD | Comcast Cable (Commerce CityCOMMAESCAPE CO) | 31 | 538-232-10 | H-Tap; Purple; W/ Clr Cover; Range: T1 4/0-2 Awg; T2 4/0-2 Awg; YH2929WCC | 15.000000000 | Entered | 2018-07-15 21:00:00.0 | 2018-08-08 11:18:09.855 |  | Issued Pending |  | CO |  | Buy
46155B ADD | Comcast Cable (Commerce CityCOMMAESCAPE CO) | 32 | 538-196-10 | H-Tap; Brown; W/ Clr Cover; Range T1 2-8 Awg; T2 2-8 Awg; T3 8-14 Awg; T4 8-14 Awg; YH2C2CWCC | 35.000000000 | Entered | 2018-07-15 21:00:00.0 | 2018-08-08 11:18:09.855 |  | Issued Pending |  | CO |  | Buy
46155B ADD | Comcast Cable (Commerce CityCOMMAESCAPE CO) | 33 | 538-198-10 | H-Tap; Purple; W/ Clr Cover; Range: T1 4/0-2 Awg; T2 2-8 Awg; T3 8-14 Awg; YH292CWCC | 10.000000000 | Entered | 2018-07-15 21:00:00.0 | 2018-08-08 11:18:09.855 |  | Issued Pending |  | CO |  | Buy
46155B ADD | Comcast Cable (Commerce CityCOMMAESCAPE CO) | 34 | 040-468-10 | ADC - FGS-MVAR-A; 4x 4 Expandable Straight Section; Yellow | 4.000000000 | Entered | 2018-07-15 21:00:00.0 | 2018-08-08 11:18:09.855 |  | Issued Pending |  | CO |  | Buy
46155B ADD | Comcast Cable (Commerce CityCOMMAESCAPE CO) | 35 | 040-408-10 | ADC - FGS-ASRI-5F; 4 Square to 2 Round Adapter w/Flex Tube 5' Yellow | 28.000000000 | Entered | 2018-07-15 21:00:00.0 | 2018-08-08 11:18:09.855 |  | Issued Pending |  | CO |  | Buy
46155B ADD | Comcast Cable (Commerce CityCOMMAESCAPE CO) | 36 | 040-455-10 | ADC - FGS-MJWR-A; 4x 4 Downspout Exit Junction Kit; Yellow | 28.000000000 | Entered | 2018-07-15 21:00:00.0 | 2018-08-08 11:18:09.855 |  | Issued Pending |  | CO |  | Buy
46155B ADD | Comcast Cable (Commerce CityCOMMAESCAPE CO) | 37 | 040-439-10 | ADC - FGS-MDSP-A; 4x 4 Downspout; Yellow | 28.000000000 | Entered | 2018-07-15 21:00:00.0 | 2018-08-08 11:18:09.855 |  | Issued Pending |  | CO |  | Buy
46155B ADD | Comcast Cable (Commerce CityCOMMAESCAPE CO) | 38 | 040-460-10 | ADC - FGS-MSHS-A; 4x 4 Horizontal Straight Section 6' Long; Yellow | 15.000000000 | Entered | 2018-07-15 21:00:00.0 | 2018-08-08 11:18:09.855 |  | Issued Pending |  | CO |  | Buy
46155B ADD | Comcast Cable (Commerce CityCOMMAESCAPE CO) | 39 | 040-717-10 | ADC - FGS-MFAW-A; 4 x 4 Snap-Fit Junction; Yellow | 60.000000000 | Entered | 2018-07-15 21:00:00.0 | 2018-08-08 11:18:09.855 |  | Issued Pending |  | CO |  | Buy
46155B ADD | Comcast Cable (Commerce CityCOMMAESCAPE CO) | 40 | 040-780-10 | ADC-FGS-HWMB-C; Slotted duct mgmt bracket; 2in | 75.000000000 | Entered | 2018-07-15 21:00:00.0 | 2018-08-08 11:18:09.855 |  | Issued Pending |  | CO |  | Buy
46155B ADD | Comcast Cable (Commerce CityCOMMAESCAPE CO) | 41 | 040-733-10 | ADC - FGS-HNTR-58; New Threaded Rod Bracket Kit 5/8 | 75.000000000 | Entered | 2018-07-15 21:00:00.0 | 2018-08-08 11:18:09.855 |  | Issued Pending |  | CO |  | Buy
46155B ADD | Comcast Cable (Commerce CityCOMMAESCAPE CO) | 42 | 040-735-10 | ADC; Cable Rack; Bracket Kit; 5/8 (TR); Black; FGS-HLDR-5/8; | 75.000000000 | Entered | 2018-07-15 21:00:00.0 | 2018-08-08 11:18:09.855 |  | Issued Pending |  | CO |  | Buy
46155B ADD | Comcast Cable (Commerce CityCOMMAESCAPE CO) | 43 | 850-087-10 | Wire; hkup; flex 4/0 awg; green | 250.000000000 | Entered | 2018-07-15 21:00:00.0 | 2018-08-08 11:18:09.855 |  | Issued Pending |  | CO |  | Buy
46155B ADD | Comcast Cable (Commerce CityCOMMAESCAPE CO) | 44 | 538-220-10 | Lug; flex; YAV28L2NT38FX; w/inspect 4/O awg; 2h 3/8 holes; 1 ctc; Standard Barrel; Narrow Tongue | 20.000000000 | Entered | 2018-07-15 21:00:00.0 | 2018-08-08 11:18:09.855 |  | Issued Pending |  | CO |  | Buy
46155B ADD | Comcast Cable (Commerce CityCOMMAESCAPE CO) | 45 | 538-124-10 | Lug; YAV28L2ENT14FX; 4/O awg; 2h; 1/4; 5/8 ctc; NTS; standard barrel; Inspect | 20.000000000 | Entered | 2018-07-15 21:00:00.0 | 2018-08-08 11:18:09.855 |  | Issued Pending |  | CO |  | Buy
46155B ADD | Comcast Cable (Commerce CityCOMMAESCAPE CO) | 46 | 840-018-10 | Heat shrink; HSC100FR100; clear; 100' 1.00 id (4/0 - 350mcm) | 60.000000000 | Entered | 2018-07-15 21:00:00.0 | 2018-08-08 11:18:09.855 |  | Issued Pending |  | CO |  | Buy
46155B ADD | Comcast Cable (Commerce CityCOMMAESCAPE CO) | 47 | 016-917-10 r02 | Grounding Kit; 24; MGB & SGB Version Stickers Included | 2.000000000 | Entered | 2018-07-15 21:00:00.0 | 2018-08-08 11:18:09.855 |  | Issued Pending |  | CO |  | Make
46155B ADD | Comcast Cable (Commerce CityCOMMAESCAPE CO) | 48 | 460-056-10 | Fuse; TPL; 800A; DC-170V; 1.5 x 3.5; | 24.000000000 | Entered | 2018-07-15 21:00:00.0 | 2018-08-08 11:18:09.855 |  | Issued Pending |  | CO |  | Buy
46155B ADD | Comcast Cable (Commerce CityCOMMAESCAPE CO) | 49 | 016-2018-10 r01 | Common External Return Kit; (4) 1/4 x 6 laminates; with covers | 4.000000000 | Entered | 2018-07-15 21:00:00.0 | 2018-08-08 11:18:09.855 |  | Issued Pending |  | CO |  | Make
46155B ADD | Comcast Cable (Commerce CityCOMMAESCAPE CO) | 50 | 016-1662-10 r01 | HDN 300; Dual Isolated (A/B) Input; 11A/11B AM Breaker Positions; UL1801 | 9.000000000 | Entered | 2018-07-15 21:00:00.0 | 2018-08-08 11:18:09.855 |  | Issued Pending |  | CO |  | Make
46155B ADD | Comcast Cable (Commerce CityCOMMAESCAPE CO) | 51 | 016-2106-10-W r01 | GMT125 - 15/15 Fuse Panel; 1RU; Dual Input; 125A; 15A/15B; 20A Max per fuse; -48VDC; Meter Module; Terminal Block Outputs; per channel current monitoring; Ethernet (SMART) | 8.000000000 | Entered | 2018-07-15 21:00:00.0 | 2018-08-08 11:18:09.855 |  | Issued Pending |  | CO |  | Make
46155B ADD | Comcast Cable (Commerce CityCOMMAESCAPE CO) | 52 | 016-1622-10-W r03 | Matrix C16; 16 Deep; Dual Input; 16 Connectorized Breaker Positions | 8.000000000 | Entered | 2018-07-15 21:00:00.0 | 2018-08-08 11:18:09.855 |  | Issued Pending |  | CO |  | Make
46155B ADD | Comcast Cable (Commerce CityCOMMAESCAPE CO) | 53 | 016-999-10 r01 | HDN; Ethernet Adapter Option | 11.000000000 | Entered | 2018-07-15 21:00:00.0 | 2018-08-08 11:18:09.855 |  | Issued Pending |  | CO |  | Make
46155B ADD | Comcast Cable (Commerce CityCOMMAESCAPE CO) | 54 | 470-275-10 | Comm/Net Std 250A; 3 pole AM breaker Plug-in Bullet type; midtrip; no tabs | 18.000000000 | Entered | 2018-07-15 21:00:00.0 | 2018-08-08 11:18:09.855 |  | Issued Pending |  | CO |  | Buy
46155B ADD | Comcast Cable (Commerce CityCOMMAESCAPE CO) | 55 | 470-271-10 | Comm/Net Std 200A; 2 pole AM breaker Plug-in Bullet type; midtrip; no tabs | 16.000000000 | Entered | 2018-07-15 21:00:00.0 | 2018-08-08 11:18:09.855 |  | Issued Pending |  | CO |  | Buy
46155B ADD | Comcast Cable (Commerce CityCOMMAESCAPE CO) | 56 | 470-425-10 | 125 amp; AM breaker; plug-in type; midtrip; 5/16 bullet terminals | 16.000000000 | Entered | 2018-07-15 21:00:00.0 | 2018-08-08 11:18:09.855 |  | Issued Pending |  | CO |  | Buy
46155B ADD | Comcast Cable (Commerce CityCOMMAESCAPE CO) | 57 | 590-2267-10 r02 | Output Adapter; 2 Pole; Straight; AM Breaker Panel; BDFB | 20.000000000 | Entered | 2018-07-15 21:00:00.0 | 2018-08-08 11:18:09.855 |  | Issued Pending |  | CO |  | Buy
46155B ADD | Comcast Cable (Commerce CityCOMMAESCAPE CO) | 58 | 950-006-10 | Tag; Wire markers; 1-1/2 round brass id tag DO NOT DISCONNECT LEAD | 100.000000000 | Entered | 2018-07-15 21:00:00.0 | 2018-08-08 11:18:09.855 |  | Issued Pending |  | CO |  | Buy
46155B ADD | Comcast Cable (Commerce CityCOMMAESCAPE CO) | 59 | 850-088-10 | Wire; hkup; flex 750mcm; green | 120.000000000 | Entered | 2018-07-15 21:00:00.0 | 2018-08-08 11:18:09.855 |  | Issued Pending |  | CO |  | Buy
46155B ADD | Comcast Cable (Commerce CityCOMMAESCAPE CO) | 60 | 016-550-10 r01 | H2 Zero; Base System (Commissioning Services required; | 1.000000000 | Entered | 2018-07-15 21:00:00.0 | 2018-08-08 11:18:09.855 |  | Issued Pending |  | CO |  | Make
46155B ADD | Comcast Cable (Commerce CityCOMMAESCAPE CO) | 61 | 016-552-10 r02 | H2 Zero; Remote Hydrogen/Temperature Sensor; Refrigerant Tolerant Version | 3.000000000 | Entered | 2018-07-15 00:00:00.0 | 2018-08-08 11:18:09.855 |  | Issued Pending |  | CO |  | Make
46155B ADD | Comcast Cable (Commerce CityCOMMAESCAPE CO) | 62 | 950-007-10 | Tag; Wire marker; White oval wire marking tags; 1x1 3/4 | 1000.000000000 | Entered | 2018-07-15 21:00:00.0 | 2018-08-08 11:18:09.855 |  | Issued Pending |  | CO |  | Buy
46155B ADD | Comcast Cable (Commerce CityCOMMAESCAPE CO) | 63 | 855-000-10 | 9 Cord Lacing Twine- White | 40.000000000 | Entered | 2018-07-15 21:00:00.0 | 2018-08-08 11:18:09.855 |  | Issued Pending |  | CO |  | Buy
46155B ADD | Comcast Cable (Commerce CityCOMMAESCAPE CO) | 64 | 950-198-10 | P-Touch tape; 1 black on white; TZ-251 | 10.000000000 | Entered | 2018-07-15 21:00:00.0 | 2018-08-08 11:18:09.855 |  | Issued Pending |  | CO |  | Buy
46155B ADD | Comcast Cable (Commerce CityCOMMAESCAPE CO) | 65 | 950-197-10 | P-Touch tape; 3/4 black on white; TZ-241 | 10.000000000 | Entered | 2018-07-15 21:00:00.0 | 2018-08-08 11:18:09.855 |  | Issued Pending |  | CO |  | Buy
46155B ADD | Comcast Cable (Commerce CityCOMMAESCAPE CO) | 66 | 840-017-10-1 | Heat shrink; HSC34FR250 clear; 250' 0.75 id (2/0 - #2 flex) | 20.000000000 | Entered | 2018-07-15 21:00:00.0 | 2018-08-08 11:18:09.855 |  | Issued Pending |  | CO |  | Buy
46155B ADD | Comcast Cable (Commerce CityCOMMAESCAPE CO) | 67 | 538-124-10 | Lug; YAV28L2ENT14FX; 4/O awg; 2h; 1/4; 5/8 ctc; NTS; standard barrel; Inspect | 70.000000000 | Entered | 2018-07-15 21:00:00.0 | 2018-08-08 11:18:09.855 |  | Issued Pending |  | CO |  | Buy
46155B ADD | Comcast Cable (Commerce CityCOMMAESCAPE CO) | 68 | 538-220-10 | Lug; flex; YAV28L2NT38FX; w/inspect 4/O awg; 2h 3/8 holes; 1 ctc; Standard Barrel; Narrow Tongue | 70.000000000 | Entered | 2018-07-15 21:00:00.0 | 2018-08-08 11:18:09.855 |  | Issued Pending |  | CO |  | Buy
46155B ADD | Comcast Cable (Commerce CityCOMMAESCAPE CO) | 69 | 538-404-10 | YA34L2NT38FX- 350MCM; Narrow Tongue; Std; 3/8 x 1 CTC; Lug | 70.000000000 | Entered | 2018-07-15 21:00:00.0 | 2018-08-08 11:18:09.855 |  | Issued Pending |  | CO |  | Buy
46155B ADD | Comcast Cable (Commerce CityCOMMAESCAPE CO) | 70 | 590-2267-10 r02 | Output Adapter; 2 Pole; Straight; AM Breaker Panel; BDFB | 34.000000000 | Entered | 2018-07-15 21:00:00.0 | 2018-08-08 11:18:09.855 |  | Issued Pending |  | CO |  | Buy
46155B ADD | Comcast Cable (Commerce CityCOMMAESCAPE CO) | 71 | 590-2268-10 r02 | Output Adapter; 3 Pole; Straight; AM Breaker Panel; BDFB | 34.000000000 | Entered | 2018-07-15 21:00:00.0 | 2018-08-08 11:18:09.855 |  | Issued Pending |  | CO |  | Buy
46155B ADD | Comcast Cable (Commerce CityCOMMAESCAPE CO) | 72 | 850-307-10 | Wire; hkup; flex 750mcm; gray | 500.000000000 | Entered | 2018-07-15 21:00:00.0 | 2018-08-08 11:18:09.855 |  | Issued Pending | (2) Reels @ 250FT each | CO |  | Buy
46155B ADD | Comcast Cable (Commerce CityCOMMAESCAPE CO) | 73 | 850-308-10 | Wire; hkup; flex 750mcm; Gray w/blk tracer | 500.000000000 | Entered | 2018-07-15 21:00:00.0 | 2018-08-08 11:18:09.855 |  | Issued Pending | (2) Reels @ 250FT each | CO |  | Buy
46155B ADD | Comcast Cable (Commerce CityCOMMAESCAPE CO) | 74 | 970-223-10 | Sidebar Protection for Cable Racking; Fibre/Fiber Edgeguard; 3/8W X 1-1/4H X 7-3/4L | 500.000000000 | Entered | 2018-07-15 21:00:00.0 | 2018-08-08 11:18:09.855 |  | Issued Pending |  | CO |  | Buy
46155B ADD | Comcast Cable (Commerce CityCOMMAESCAPE CO) | 75 | 850-086-10 | Wire; hkup; flex #6 awg; green | 250.000000000 | Entered | 2018-07-15 21:00:00.0 | 2018-08-08 11:18:09.855 |  | Issued Pending |  | CO |  | Buy
46155B ADD | Comcast Cable (Commerce CityCOMMAESCAPE CO) | 76 | 840-016-10-1 | Heat shrink; HSC12FR250; clear; 250 ' 0.50 id (#4- #6 flex) | 30.000000000 | Entered | 2018-07-15 21:00:00.0 | 2018-08-08 11:18:09.855 |  | Issued Pending |  | CO |  | Buy
46155B ADD | Comcast Cable (Commerce CityCOMMAESCAPE CO) | 77 | 850-154-10 | Wire; hkup; flex 1/0 awg;green | 60.000000000 | Entered | 2018-07-15 21:00:00.0 | 2018-08-08 11:18:09.855 |  | Issued Pending |  | CO |  | Buy
46155B ADD | Comcast Cable (Commerce CityCOMMAESCAPE CO) | 78 | 538-138-10 | Lug; YA44L2NT38FX; 750 MCM; 2h; 3/8; 1 ctc; N/A; standard barrel; Inspec | 240.000000000 | Entered | 2018-07-15 21:00:00.0 | 2018-08-08 11:18:09.855 |  | Issued Pending |  | CO |  | Buy
46155B ADD | Comcast Cable (Commerce CityCOMMAESCAPE CO) | 79 | 840-013-10-1 | Heat shrink; HSC200FR100; clear; 100feet 2.00 id (750 flex) | 150.000000000 | Entered | 2018-07-15 21:00:00.0 | 2018-08-08 11:18:09.855 |  | Issued Pending |  | CO |  | Buy
46155B ADD | Comcast Cable (Commerce CityCOMMAESCAPE CO) | 80 | 850-093-10 | Wire; hkup; flex 750mcm; red | 1440.000000000 | Entered | 2018-07-15 21:00:00.0 | 2018-08-08 11:18:09.855 |  | Issued Pending | (8) reels @ 180FT each | CO |  | Buy
46155B ADD | Comcast Cable (Commerce CityCOMMAESCAPE CO) | 81 | 850-094-10 | Wire; hkup; flex 750mcm; red w/ blk tracer | 1440.000000000 | Entered | 2018-07-15 21:00:00.0 | 2018-08-08 11:18:09.855 |  | Issued Pending | (8) reels @ 180FT each | CO |  | Buy
46155B ADD | Comcast Cable (Commerce CityCOMMAESCAPE CO) | 82 | 850-095-10 | Wire; hkup; flex 750mcm; blue | 2880.000000000 | Entered | 2018-07-15 21:00:00.0 | 2018-08-08 11:18:09.855 |  | Issued Pending | (16) reels @ 180FT each | CO |  | Buy
46155B ADD | Comcast Cable (Commerce CityCOMMAESCAPE CO) | 83 | 850-096-10 | Wire; hkup; flex 750mcm; blue w/ blk tracer | 2880.000000000 | Entered | 2018-07-15 21:00:00.0 | 2018-08-08 11:18:09.855 |  | Issued Pending | (16) reels @ 180FT each | CO |  | Buy
46155B ADD | Comcast Cable (Commerce CityCOMMAESCAPE CO) | 84 | 460-023-10 | Fuse; TPL; 600A; DC-170V; 1.5 x 3.5; | 8.000000000 | Entered | 2018-07-15 21:00:00.0 | 2018-08-08 11:18:09.855 |  | Issued Pending |  | CO |  | Buy
46155B ADD | Comcast Cable (Commerce CityCOMMAESCAPE CO) | 85 | 460-056-10 | Fuse; TPL; 800A; DC-170V; 1.5 x 3.5; | 20.000000000 | Entered | 2018-07-15 21:00:00.0 | 2018-08-08 11:18:09.855 |  | Issued Pending |  | CO |  | Buy
46155B ADD | Comcast Cable (Commerce CityCOMMAESCAPE CO) | 86 | 850-101-10 | Wire; hkup; flex 350 mcm; red | 700.000000000 | Entered | 2018-07-15 21:00:00.0 | 2018-08-08 11:18:09.855 |  | Issued Pending | Reel lengths: 250FTCOMMAESCAPE 250FTCOMMAESCAPE 200FT | CO |  | Buy
46155B ADD | Comcast Cable (Commerce CityCOMMAESCAPE CO) | 87 | 850-102-10 | Wire; hkup; flex 350 mcm; red w/ blk tracer | 700.000000000 | Entered | 2018-07-15 21:00:00.0 | 2018-08-08 11:18:09.855 |  | Issued Pending | Reel lengths: 250FTCOMMAESCAPE 250FTCOMMAESCAPE 200FT | CO |  | Buy
46155B ADD | Comcast Cable (Commerce CityCOMMAESCAPE CO) | 88 | 850-103-10 | Wire; hkup; flex 350 mcm; blue | 700.000000000 | Entered | 2018-07-15 21:00:00.0 | 2018-08-08 11:18:09.855 |  | Issued Pending | Reel lengths: 250FTCOMMAESCAPE 250FTCOMMAESCAPE 200FT | CO |  | Buy
46155B ADD | Comcast Cable (Commerce CityCOMMAESCAPE CO) | 89 | 850-104-10 | Wire; hkup; flex 350 mcm; blue w/ blk tracer | 700.000000000 | Entered | 2018-07-15 21:00:00.0 | 2018-08-08 11:18:09.855 |  | Issued Pending | Reel lengths: 250FTCOMMAESCAPE 250FTCOMMAESCAPE 200FT | CO |  | Buy
46155B ADD | Comcast Cable (Commerce CityCOMMAESCAPE CO) | 90 | 850-080-10 | Wire; hkup; flex 4/0 awg; red | 1500.000000000 | Entered | 2018-07-15 21:00:00.0 | 2018-08-08 11:18:09.855 |  | Issued Pending | (5) Reels @ 300FT each | CO |  | Buy
46155B ADD | Comcast Cable (Commerce CityCOMMAESCAPE CO) | 91 | 850-081-10 | Wire; hkup; flex 4/0 awg; red w/ blk tracer | 1500.000000000 | Entered | 2018-07-15 21:00:00.0 | 2018-08-08 11:18:09.855 |  | Issued Pending | (5) Reels @ 300FT each | CO |  | Buy
46155B ADD | Comcast Cable (Commerce CityCOMMAESCAPE CO) | 92 | 850-082-10 | Wire; hkup; flex 4/0 awg; blue | 1500.000000000 | Entered | 2018-07-15 21:00:00.0 | 2018-08-08 11:18:09.855 |  | Issued Pending | (5) Reels @ 300FT each | CO |  | Buy
46155B ADD | Comcast Cable (Commerce CityCOMMAESCAPE CO) | 93 | 850-083-10 | Wire; hkup; flex 4/0 awg; blue w/ blk tracer | 1500.000000000 | Entered | 2018-07-15 21:00:00.0 | 2018-08-08 11:18:09.855 |  | Issued Pending | (5) Reels @ 300FT each | CO |  | Buy
46155B ADD | Comcast Cable (Commerce CityCOMMAESCAPE CO) | 94 | 850-119-10 | Wire; hkup; flex 1/0 awg; red | 500.000000000 | Entered | 2018-07-15 21:00:00.0 | 2018-08-08 11:18:09.855 |  | Issued Pending | (2) Reels @ 250FT each | CO |  | Buy
46155B ADD | Comcast Cable (Commerce CityCOMMAESCAPE CO) | 95 | 850-120-10 | Wire; hkup; flex 1/0 awg; red w/ blk tracer | 500.000000000 | Entered | 2018-07-15 21:00:00.0 | 2018-08-08 11:18:09.855 |  | Issued Pending | (2) Reels @ 250FT each | CO |  | Buy
46155B ADD | Comcast Cable (Commerce CityCOMMAESCAPE CO) | 96 | 850-121-10 | Wire; hkup; flex 1/0 awg; blue | 500.000000000 | Entered | 2018-07-15 21:00:00.0 | 2018-08-08 11:18:09.855 |  | Issued Pending | (2) Reels @ 250FT each | CO |  | Buy
46155B ADD | Comcast Cable (Commerce CityCOMMAESCAPE CO) | 97 | 850-122-10 | Wire; hkup; flex 1/0 awg; blue w/ blk tracer | 500.000000000 | Entered | 2018-07-15 21:00:00.0 | 2018-08-08 11:18:09.855 |  | Issued Pending | (2) Reels @ 250FT each | CO |  | Buy
46155B ADD | Comcast Cable (Commerce CityCOMMAESCAPE CO) | 98 | 538-264-10 | Inline Splice Kit; 4/0 - 1/0; Yellow/Pink; Clr HS; YSR29FX25FXLTCKITC | 36.000000000 | Entered | 2018-07-15 21:00:00.0 | 2018-08-08 11:18:09.855 |  | Issued Pending |  | CO |  | Buy
46155B ADD | Comcast Cable (Commerce CityCOMMAESCAPE CO) | 99 | 643-208-10 | Unistrut; P1000T; 1-5/8 x 1-5/8; with 9/16x1-1/8 Slots; 10' Lengths; Yellow Zinc | 40.000000000 | Entered | 2018-07-15 21:00:00.0 | 2018-08-08 11:18:09.855 |  | Issued Pending |  | CO |  | Buy
46155B ADD | Comcast Cable (Commerce CityCOMMAESCAPE CO) | 100 | 538-433-10 | Lug; YAV25L2ENT14FX90; 1/O awg; 2h; 1/4; 5/8 ctc; ENT; standard barrel; Inspect; 90 Degree | 64.000000000 | Entered | 2018-07-15 00:00:00.0 | 2018-08-08 11:18:09.855 |  | Issued Pending |  | CO |  | Buy
53122 | Cox Communications CA (OC) | 14 | 850-372-10 | Cable; Cat 5E;24-4P UTP-CMP SOL BC CAT 5E; 1k per box; BLUE | 35.000000000 | Entered | 2018-07-03 13:01:37.267 | 2018-08-09 15:45:43.346 |  |  |  | CA LA |  | Buy
53122 | Cox Communications CA (OC) | 15 | 538-138-10 | Lug; YA44L2NT38FX; 750 MCM; 2h; 3/8; 1 ctc; N/A; standard barrel; Inspec | 8.000000000 | Entered | 2018-07-03 00:00:00.0 | 2018-08-09 15:45:43.346 |  |  |  | CA LA |  | Buy
53122 | Cox Communications CA (OC) | 16 | 538-157-10 | H-Tap; Purple; W/ Blk Cover; Range: T1 4/0-2 Awg; T2 4/0-2 Awg; YH2929WC | 2.000000000 | Entered | 2018-07-03 00:00:00.0 | 2018-08-09 15:45:43.346 |  |  |  | CA LA |  | Buy
53449 | Blue Stream | 1 | 016-1662-10 r01 | HDN 300; Dual Isolated (A/B) Input; 11A/11B AM Breaker Positions; UL1801 | 1.000000000 | Entered | 2018-08-23 00:00:00.0 | 2018-08-13 11:07:12.49 | 2018-08-30 00:00:00.0 | 302662 |  | WA Tech Grp |  | Make
53463 | EMP Ben Contreras | 5 | 975-074-10 | Apparel; Carhart Jacket; X-Large; Black | 1.000000000 | Entered | 2018-08-14 13:31:54.912 | 2018-08-14 13:39:41.384 |  | Apparel |  | CA N |  | Buy
53442 | Summit Broadband | 4 | 745-134-10 | 3 meter Temp sense cable | 1.000000000 | Entered | 2018-08-21 00:00:00.0 | 2018-08-15 07:47:39.246 |  | 20082 |  | Canada |  | Buy
52611 | Comcast Cable (EverettCOMMAESCAPE WA) | 6 | 470-275-10 | Comm/Net Std 250A; 3 pole AM breaker Plug-in Bullet type; midtrip; no tabs | 2.000000000 | Entered | 2018-04-30 22:00:00.0 | 2018-08-15 08:27:31.313 |  | 2410010 |  | WA Tech Grp |  | Buy
52611 | Comcast Cable (EverettCOMMAESCAPE WA) | 7 | 590-2268-10 r02 | Output Adapter; 3 Pole; Straight; AM Breaker Panel; BDFB | 2.000000000 | Entered | 2018-04-30 22:00:00.0 | 2018-08-15 08:27:31.313 |  | 2410010 |  | WA Tech Grp |  | Buy
52611 | Comcast Cable (EverettCOMMAESCAPE WA) | 9 | 470-406-10 | Comm/Net Std 80A; AM breaker Plug-in Bullet type; midtrip; no tabs | 4.000000000 | Entered | 2018-04-30 22:00:00.0 | 2018-08-15 08:27:31.313 |  | 2410010 |  | WA Tech Grp |  | Buy
52611 | Comcast Cable (EverettCOMMAESCAPE WA) | 16 | 950-005-10 | Tag; Wire markers; Gray oval wire marking tags | 20.000000000 | Entered | 2018-04-30 22:00:00.0 | 2018-08-15 08:27:31.313 |  | 2410010 |  | WA Tech Grp |  | Buy
52611 | Comcast Cable (EverettCOMMAESCAPE WA) | 19 | 538-018-10 | Lug; YAZ8C2TC14FX; #8 awg; 2h; 1/4; 5/8 ctc; long barrel; Inspect | 10.000000000 | Entered | 2018-04-30 00:00:00.0 | 2018-08-15 08:27:31.313 |  | 2410010 |  | WA Tech Grp |  | Buy
52611 | Comcast Cable (EverettCOMMAESCAPE WA) | 20 | 840-016-10-1 | Heat shrink; HSC12FR250; clear; 250 ' 0.50 id (#4- #6 flex) | 5.000000000 | Entered | 2018-04-30 22:00:00.0 | 2018-08-15 08:27:31.313 |  | 2410010 |  | WA Tech Grp |  | Buy
52611 | Comcast Cable (EverettCOMMAESCAPE WA) | 21 | 840-018-10 | Heat shrink; HSC100FR100; clear; 100' 1.00 id (4/0 - 350mcm) | 5.000000000 | Entered | 2018-04-30 22:00:00.0 | 2018-08-15 08:27:31.313 |  | 2410010 |  | WA Tech Grp |  | Buy
52611 | Comcast Cable (EverettCOMMAESCAPE WA) | 22 | 970-223-10 | Sidebar Protection for Cable Racking; Fibre/Fiber Edgeguard; 3/8W X 1-1/4H X 7-3/4L | 10.000000000 | Entered | 2018-04-30 22:00:00.0 | 2018-08-15 08:27:31.313 |  | 2410010 |  | WA Tech Grp |  | Buy
52611 | Comcast Cable (EverettCOMMAESCAPE WA) | 23 | 855-000-10 | 9 Cord Lacing Twine- White | 3.000000000 | Entered | 2018-04-30 22:00:00.0 | 2018-08-15 08:27:31.313 |  | 2410010 |  | WA Tech Grp |  | Buy
52611 | Comcast Cable (EverettCOMMAESCAPE WA) | 26 | 538-198-10 | H-Tap; Purple; W/ Clr Cover; Range: T1 4/0-2 Awg; T2 2-8 Awg; T3 8-14 Awg; YH292CWCC | 1.000000000 | Entered | 2018-04-30 22:00:00.0 | 2018-08-15 08:27:31.313 |  | 2410010 |  | WA Tech Grp |  | Buy
52611 | Comcast Cable (EverettCOMMAESCAPE WA) | 27 | 850-086-10 | Wire; hkup; flex #6 awg; green | 20.000000000 | Entered | 2018-05-01 09:20:59.184 | 2018-08-15 08:27:31.313 |  | 2410010 |  | WA Tech Grp |  | Buy
52611 | Comcast Cable (EverettCOMMAESCAPE WA) | 28 | 538-094-10 | Lug; YAZV6C2TC14FX; #6 awg; 2h; 1/4; 5/8 ctc; N/A; long barrel; Inspect | 8.000000000 | Entered | 2018-05-01 09:20:59.187 | 2018-08-15 08:27:31.313 |  | 2410010 |  | WA Tech Grp |  | Buy
52611 | Comcast Cable (EverettCOMMAESCAPE WA) | 30 | 040-625-10 | Newton-horizontal tee 4 Inch | 2.000000000 | Entered | 2018-04-30 22:00:00.0 | 2018-08-15 08:27:31.313 |  | 2410010 |  | WA Tech Grp |  | Buy
52611 | Comcast Cable (EverettCOMMAESCAPE WA) | 31 | 040-614-10 | Newton-trumpet 4X4 | 2.000000000 | Entered | 2018-04-30 22:00:00.0 | 2018-08-15 08:27:31.313 |  | 2410010 |  | WA Tech Grp |  | Buy
52611 | Comcast Cable (EverettCOMMAESCAPE WA) | 34 | 030-078-10 | Vertical Wire Trellis; 48RU; Black | 2.000000000 | Entered | 2018-04-30 22:00:00.0 | 2018-08-15 08:27:31.313 |  | 2410010 |  | WA Tech Grp |  | Buy
52613 | Comcast Cable (BellevueCOMMAESCAPE WA) | 6 | 470-478-10 | 250 Amp AM Breaker Kit; Plug-In Type with Aux Switch Center Pin Only; Midtrip (5/16 Bullet Terminals) 3 Poles Wide P/N: 747-221-20-000 | 2.000000000 | Entered | 2018-04-30 22:00:00.0 | 2018-08-15 08:28:15.022 |  | 2410009 |  | WA Tech Grp |  | Buy
52613 | Comcast Cable (BellevueCOMMAESCAPE WA) | 16 | 950-005-10 | Tag; Wire markers; Gray oval wire marking tags | 20.000000000 | Entered | 2018-05-01 11:04:16.494 | 2018-08-15 08:28:15.022 |  | 2410009 |  | WA Tech Grp |  | Buy
52613 | Comcast Cable (BellevueCOMMAESCAPE WA) | 19 | 538-018-10 | Lug; YAZ8C2TC14FX; #8 awg; 2h; 1/4; 5/8 ctc; long barrel; Inspect | 10.000000000 | Entered | 2018-04-30 00:00:00.0 | 2018-08-15 08:28:15.022 |  | 2410009 |  | WA Tech Grp |  | Buy
52613 | Comcast Cable (BellevueCOMMAESCAPE WA) | 20 | 840-016-10-1 | Heat shrink; HSC12FR250; clear; 250 ' 0.50 id (#4- #6 flex) | 5.000000000 | Entered | 2018-05-01 11:04:16.502 | 2018-08-15 08:28:15.022 |  | 2410009 |  | WA Tech Grp |  | Buy
52613 | Comcast Cable (BellevueCOMMAESCAPE WA) | 21 | 840-018-10 | Heat shrink; HSC100FR100; clear; 100' 1.00 id (4/0 - 350mcm) | 5.000000000 | Entered | 2018-05-01 11:04:16.506 | 2018-08-15 08:28:15.022 |  | 2410009 |  | WA Tech Grp |  | Buy
52613 | Comcast Cable (BellevueCOMMAESCAPE WA) | 22 | 970-223-10 | Sidebar Protection for Cable Racking; Fibre/Fiber Edgeguard; 3/8W X 1-1/4H X 7-3/4L | 10.000000000 | Entered | 2018-05-01 11:04:16.511 | 2018-08-15 08:28:15.022 |  | 2410009 |  | WA Tech Grp |  | Buy
52613 | Comcast Cable (BellevueCOMMAESCAPE WA) | 23 | 855-000-10 | 9 Cord Lacing Twine- White | 3.000000000 | Entered | 2018-05-01 11:04:16.515 | 2018-08-15 08:28:15.022 |  | 2410009 |  | WA Tech Grp |  | Buy
52613 | Comcast Cable (BellevueCOMMAESCAPE WA) | 26 | 538-198-10 | H-Tap; Purple; W/ Clr Cover; Range: T1 4/0-2 Awg; T2 2-8 Awg; T3 8-14 Awg; YH292CWCC | 1.000000000 | Entered | 2018-05-01 11:04:16.524 | 2018-08-15 08:28:15.022 |  | 2410009 |  | WA Tech Grp |  | Buy
52613 | Comcast Cable (BellevueCOMMAESCAPE WA) | 28 | 538-094-10 | Lug; YAZV6C2TC14FX; #6 awg; 2h; 1/4; 5/8 ctc; N/A; long barrel; Inspect | 8.000000000 | Entered | 2018-05-01 11:04:16.531 | 2018-08-15 08:28:15.022 |  | 2410009 |  | WA Tech Grp |  | Buy
52613 | Comcast Cable (BellevueCOMMAESCAPE WA) | 30 | 040-625-10 | Newton-horizontal tee 4 Inch | 2.000000000 | Entered | 2018-05-01 11:04:16.539 | 2018-08-15 08:28:15.022 |  | 2410009 |  | WA Tech Grp |  | Buy
52613 | Comcast Cable (BellevueCOMMAESCAPE WA) | 31 | 040-614-10 | Newton-trumpet 4X4 | 2.000000000 | Entered | 2018-05-01 11:04:16.543 | 2018-08-15 08:28:15.022 |  | 2410009 |  | WA Tech Grp |  | Buy
52613 | Comcast Cable (BellevueCOMMAESCAPE WA) | 34 | 030-078-10 | Vertical Wire Trellis; 48RU; Black | 2.000000000 | Entered | 2018-05-01 11:04:16.553 | 2018-08-15 08:28:15.022 |  | 2410009 |  | WA Tech Grp |  | Buy
52618 | Comcast Cable (89th and RooseveltCOMMAESCAPE WA) | 6 | 470-478-10 | 250 Amp AM Breaker Kit; Plug-In Type with Aux Switch Center Pin Only; Midtrip (5/16 Bullet Terminals) 3 Poles Wide P/N: 747-221-20-000 | 2.000000000 | Entered | 2018-05-01 16:51:32.6 | 2018-08-15 08:28:46.759 |  | 2410006 |  | WA Tech Grp |  | Buy
52618 | Comcast Cable (89th and RooseveltCOMMAESCAPE WA) | 7 | 590-2268-10 r02 | Output Adapter; 3 Pole; Straight; AM Breaker Panel; BDFB | 2.000000000 | Entered | 2018-05-01 16:51:32.602 | 2018-08-15 08:28:46.759 |  | 2410006 |  | WA Tech Grp |  | Buy
52618 | Comcast Cable (89th and RooseveltCOMMAESCAPE WA) | 19 | 538-018-10 | Lug; YAZ8C2TC14FX; #8 awg; 2h; 1/4; 5/8 ctc; long barrel; Inspect | 10.000000000 | Entered | 2018-04-30 00:00:00.0 | 2018-08-15 08:28:46.759 |  | 2410006 |  | WA Tech Grp |  | Buy
52618 | Comcast Cable (89th and RooseveltCOMMAESCAPE WA) | 20 | 840-016-10-1 | Heat shrink; HSC12FR250; clear; 250 ' 0.50 id (#4- #6 flex) | 5.000000000 | Entered | 2018-05-01 16:51:32.626 | 2018-08-15 08:28:46.759 |  | 2410006 |  | WA Tech Grp |  | Buy
52618 | Comcast Cable (89th and RooseveltCOMMAESCAPE WA) | 21 | 840-018-10 | Heat shrink; HSC100FR100; clear; 100' 1.00 id (4/0 - 350mcm) | 5.000000000 | Entered | 2018-05-01 16:51:32.628 | 2018-08-15 08:28:46.759 |  | 2410006 |  | WA Tech Grp |  | Buy
52618 | Comcast Cable (89th and RooseveltCOMMAESCAPE WA) | 22 | 970-223-10 | Sidebar Protection for Cable Racking; Fibre/Fiber Edgeguard; 3/8W X 1-1/4H X 7-3/4L | 10.000000000 | Entered | 2018-05-01 16:51:32.631 | 2018-08-15 08:28:46.759 |  | 2410006 |  | WA Tech Grp |  | Buy
52618 | Comcast Cable (89th and RooseveltCOMMAESCAPE WA) | 23 | 855-000-10 | 9 Cord Lacing Twine- White | 3.000000000 | Entered | 2018-05-01 16:51:32.633 | 2018-08-15 08:28:46.759 |  | 2410006 |  | WA Tech Grp |  | Buy
52618 | Comcast Cable (89th and RooseveltCOMMAESCAPE WA) | 26 | 538-198-10 | H-Tap; Purple; W/ Clr Cover; Range: T1 4/0-2 Awg; T2 2-8 Awg; T3 8-14 Awg; YH292CWCC | 1.000000000 | Entered | 2018-05-01 16:51:32.638 | 2018-08-15 08:28:46.759 |  | 2410006 |  | WA Tech Grp |  | Buy
52618 | Comcast Cable (89th and RooseveltCOMMAESCAPE WA) | 27 | 850-086-10 | Wire; hkup; flex #6 awg; green | 20.000000000 | Entered | 2018-05-01 16:51:32.64 | 2018-08-15 08:28:46.759 |  | 2410006 |  | WA Tech Grp |  | Buy
52618 | Comcast Cable (89th and RooseveltCOMMAESCAPE WA) | 28 | 538-094-10 | Lug; YAZV6C2TC14FX; #6 awg; 2h; 1/4; 5/8 ctc; N/A; long barrel; Inspect | 8.000000000 | Entered | 2018-05-01 16:51:32.642 | 2018-08-15 08:28:46.759 |  | 2410006 |  | WA Tech Grp |  | Buy
52618 | Comcast Cable (89th and RooseveltCOMMAESCAPE WA) | 30 | 040-625-10 | Newton-horizontal tee 4 Inch | 2.000000000 | Entered | 2018-05-01 16:51:32.647 | 2018-08-15 08:28:46.759 |  | 2410006 |  | WA Tech Grp |  | Buy
52618 | Comcast Cable (89th and RooseveltCOMMAESCAPE WA) | 31 | 040-614-10 | Newton-trumpet 4X4 | 2.000000000 | Entered | 2018-05-01 16:51:32.649 | 2018-08-15 08:28:46.759 |  | 2410006 |  | WA Tech Grp |  | Buy
52618 | Comcast Cable (89th and RooseveltCOMMAESCAPE WA) | 33 | 040-323-10 Black | Panduit; 3 x 4; Cover Duct (Duct 040-322-10); Black | 3.000000000 | Entered | 2018-05-01 16:51:32.652 | 2018-08-15 08:28:46.759 |  | 2410006 |  | WA Tech Grp |  | Buy
52618 | Comcast Cable (89th and RooseveltCOMMAESCAPE WA) | 34 | 030-078-10 | Vertical Wire Trellis; 48RU; Black | 2.000000000 | Entered | 2018-05-01 16:51:32.655 | 2018-08-15 08:28:46.759 |  | 2410006 |  | WA Tech Grp |  | Buy
52634 | Comcast Cable (Burien) | 6 | 470-478-10 | 250 Amp AM Breaker Kit; Plug-In Type with Aux Switch Center Pin Only; Midtrip (5/16 Bullet Terminals) 3 Poles Wide P/N: 747-221-20-000 | 2.000000000 | Entered | 2018-05-03 09:18:10.598 | 2018-08-15 08:29:11.856 |  | 2410011 |  | WA Tech Grp |  | Buy
52634 | Comcast Cable (Burien) | 15 | 538-404-10 | YA34L2NT38FX- 350MCM; Narrow Tongue; Std; 3/8 x 1 CTC; Lug | 10.000000000 | Entered | 2018-05-03 09:18:10.615 | 2018-08-15 08:29:11.856 |  | 2410011 |  | WA Tech Grp |  | Buy
52634 | Comcast Cable (Burien) | 16 | 950-005-10 | Tag; Wire markers; Gray oval wire marking tags | 20.000000000 | Entered | 2018-05-03 09:18:10.617 | 2018-08-15 08:29:11.856 |  | 2410011 |  | WA Tech Grp |  | Buy
52634 | Comcast Cable (Burien) | 19 | 538-018-10 | Lug; YAZ8C2TC14FX; #8 awg; 2h; 1/4; 5/8 ctc; long barrel; Inspect | 10.000000000 | Entered | 2018-05-02 00:00:00.0 | 2018-08-15 08:29:11.856 |  | 2410011 |  | WA Tech Grp |  | Buy
52634 | Comcast Cable (Burien) | 20 | 840-016-10-1 | Heat shrink; HSC12FR250; clear; 250 ' 0.50 id (#4- #6 flex) | 5.000000000 | Entered | 2018-05-03 09:18:10.622 | 2018-08-15 08:29:11.856 |  | 2410011 |  | WA Tech Grp |  | Buy
52634 | Comcast Cable (Burien) | 21 | 840-018-10 | Heat shrink; HSC100FR100; clear; 100' 1.00 id (4/0 - 350mcm) | 5.000000000 | Entered | 2018-05-03 09:18:10.624 | 2018-08-15 08:29:11.856 |  | 2410011 |  | WA Tech Grp |  | Buy
52634 | Comcast Cable (Burien) | 22 | 970-223-10 | Sidebar Protection for Cable Racking; Fibre/Fiber Edgeguard; 3/8W X 1-1/4H X 7-3/4L | 10.000000000 | Entered | 2018-05-03 09:18:10.626 | 2018-08-15 08:29:11.856 |  | 2410011 |  | WA Tech Grp |  | Buy
52634 | Comcast Cable (Burien) | 23 | 855-000-10 | 9 Cord Lacing Twine- White | 3.000000000 | Entered | 2018-05-03 09:18:10.628 | 2018-08-15 08:29:11.856 |  | 2410011 |  | WA Tech Grp |  | Buy
52634 | Comcast Cable (Burien) | 30 | 040-625-10 | Newton-horizontal tee 4 Inch | 2.000000000 | Entered | 2018-05-03 09:18:10.64 | 2018-08-15 08:29:11.856 |  | 2410011 |  | WA Tech Grp |  | Buy
52634 | Comcast Cable (Burien) | 31 | 040-614-10 | Newton-trumpet 4X4 | 2.000000000 | Entered | 2018-05-03 09:18:10.642 | 2018-08-15 08:29:11.856 |  | 2410011 |  | WA Tech Grp |  | Buy
52634 | Comcast Cable (Burien) | 32 | 040-322-10 Black | Panduit; 3 W x 4 H x 6' length; Type G Wide Slot Wiring Duct (cover 040-323-10); Black | 3.000000000 | Entered | 2018-05-03 09:18:10.644 | 2018-08-15 08:29:11.856 |  | 2410011 |  | WA Tech Grp |  | Buy
52634 | Comcast Cable (Burien) | 34 | 030-078-10 | Vertical Wire Trellis; 48RU; Black | 2.000000000 | Entered | 2018-05-03 09:18:10.647 | 2018-08-15 08:29:11.856 |  | 2410011 |  | WA Tech Grp |  | Buy
53495 | EMP Anthony Pecoraro | 1 | 975-080-10 | Apparel; T-shirt; Short Sleeve; Med Gray; 2XLT; 2X-Large Tall | 3.000000000 | Picked | 2018-08-15 13:59:27.579 | 2018-08-15 14:01:22.598 |  | Apparel |  | WA Tech Grp |  | Buy
53496 | EMP Angel Fierro | 1 | 975-080-10 | Apparel; T-shirt; Short Sleeve; Med Gray; 2XLT; 2X-Large Tall | 3.000000000 | Picked | 2018-08-15 14:02:50.353 | 2018-08-15 14:03:25.135 |  | Apparel |  | WA Tech Grp |  | Buy
53500 | Maicom Construction Services | 2 | 741-152-10 r03 | Termination Plate Sub-assy; DCXLP | 1.000000000 | Entered | 2018-08-16 07:23:43.545 | 2018-08-16 07:23:44.181 |  |  |  | WA Tech Grp |  | Make
53458 | LightWave Telecommunications | 1 | 016-1737-10 r01 | 23 Battery Rack; 5 Center Mounted Deep Trays w/200A Switch Only Disconnects; 2 Post Construction | 1.000000000 | Entered | 2018-08-24 00:00:00.0 | 2018-08-17 10:45:38.768 |  | 32284 |  | MD |  | Make
53525 | Charter Business | 1 | 040-484-10 | ADC - FGS-JUNC-G;2x6 Junction; Yellow | 8.000000000 | Entered | 2018-08-23 00:00:00.0 | 2018-08-17 15:42:36.88 |  | 1450559 |  | WA Tech Grp |  | Buy
53278 | Comcast Cable (EverettCOMMAESCAPE WA) | 9 | 840-018-10 | Heat shrink; HSC100FR100; clear; 100' 1.00 id (4/0 - 350mcm) | 2.000000000 | Entered | 2018-07-22 21:00:00.0 | 2018-08-21 13:24:57.583 |  | 2410625 | Units are eachCOMMAESCAPE I need 2FT. make sure 2Ft is supplied. | WA Tech Grp |  | Buy
53278 | Comcast Cable (EverettCOMMAESCAPE WA) | 10 | 470-095-10 | 250 Amp GJ CB; -48VDC; No Aux; Series Trip | 2.000000000 | Entered | 2018-07-23 00:00:00.0 | 2018-08-21 13:24:57.583 |  | 2410625 |  | WA Tech Grp |  | Buy
53278 | Comcast Cable (EverettCOMMAESCAPE WA) | 15 | 538-379-10 | Lug; YAV6CL2TC14FX90; #6 awg; 2h; 1/4; 5/8 ctc; N/A; Standard Barrel; Inspect; 90 degree | 50.000000000 | Entered | 2018-07-22 21:00:00.0 | 2018-08-21 13:24:57.583 |  | 2410625 |  | WA Tech Grp |  | Buy
53278 | Comcast Cable (EverettCOMMAESCAPE WA) | 16 | 840-016-10-1 | Heat shrink; HSC12FR250; clear; 250 ' 0.50 id (#4- #6 flex) | 10.000000000 | Entered | 2018-07-23 00:00:00.0 | 2018-08-21 13:24:57.583 |  | 2410625 |  | WA Tech Grp |  | Buy
53278 | Comcast Cable (EverettCOMMAESCAPE WA) | 17 | 016-1657-10 r02 | Vertical Ground Bar; Includes Hardware; 1/4 x 1.5 x 80 (Comcast) | 1.000000000 | Picked | 2018-07-22 21:00:00.0 | 2018-08-21 13:24:57.583 |  | 2410625 |  | WA Tech Grp |  | Make
53278 | Comcast Cable (EverettCOMMAESCAPE WA) | 18 | 470-400-10 | Comm/Net Std 60A; AM breaker Plug-in Bullet type; midtrip; no tabs | 12.000000000 | Entered | 2018-07-22 21:00:00.0 | 2018-08-21 13:24:57.583 |  | 2410625 |  | WA Tech Grp |  | Buy
53278 | Comcast Cable (EverettCOMMAESCAPE WA) | 19 | 590-1890-10 r02 | Output Adapter; Single; 90deg; GJX | 2.000000000 | Entered | 2018-07-22 21:00:00.0 | 2018-08-21 13:24:57.583 |  | 2410625 |  | WA Tech Grp |  | Buy
53418 | PAXIO Inc. | 8 | 850-079-10 | Wire; hkup; flex #2 awg; blue w/ blk tracer | 25.000000000 | Entered | 2018-08-08 00:00:00.0 | 2018-08-22 10:10:46.831 |  |  |  | CA LA |  | Buy
53418 | PAXIO Inc. | 9 | 538-089-10 | Lug; YAZV2C2TC14FX; #2 awg; 2h; 1/4; 5/8 ctc; N/A; long barrel; Inspect | 8.000000000 | Entered | 2018-08-08 00:00:00.0 | 2018-08-22 10:10:46.831 |  |  |  | CA LA |  | Buy
53418 | PAXIO Inc. | 16 | 850-141-10 | Wire; hkup; flex #14 awg; red/blk tracer | 140.000000000 | Entered | 2018-08-08 00:00:00.0 | 2018-08-22 10:10:46.831 |  |  |  | CA LA |  | Buy
53418 | PAXIO Inc. | 17 | 850-142-10 | Wire; hkup; flex #14 awg; blue | 40.000000000 | Partial | 2018-08-08 00:00:00.0 | 2018-08-22 10:10:46.831 |  |  |  | CA LA |  | Buy
53418 | PAXIO Inc. | 19 | 538-281-10 | Wire term; crimp 14-16 awg; #10 ring; nylon insulated; Blue | 110.000000000 | Entered | 2018-08-08 00:00:00.0 | 2018-08-22 10:10:46.831 |  |  |  | CA LA |  | Buy
53418 | PAXIO Inc. | 20 | 470-404-10 | Comm/Net Std 100A; AM breaker Plug-in Bullet type; midtrip; no tabs | 2.000000000 | Entered | 2018-08-08 00:00:00.0 | 2018-08-22 10:10:46.831 |  |  |  | CA LA |  | Buy
53304 | GDT | 1 | 990-121-10 | Tool; Rennsteig PEW12 Tool frame | 2.000000000 | Entered | 2018-07-25 13:39:57.379 | 2018-08-22 14:09:01.145 |  | 4500077114 |  | Canada |  | Make
53304 | GDT | 2 | 990-122-10 | GMT Acc- #12-#10AWG Die Set; 545-186-10 37A Connector; for PEW12 Tool Frame | 2.000000000 | Entered | 2018-07-25 13:39:57.379 | 2018-08-22 14:09:01.145 |  | 4500077114 |  | Canada |  | Make
53304 | GDT | 3 | 990-129-10 | Locator for Rennsteig PEW12 | 2.000000000 | Entered | 2018-07-25 13:39:57.379 | 2018-08-22 14:09:01.145 |  | 4500077114 |  | Canada |  | Buy
53304 | GDT | 4 | 990-124-10 | Matrix Acc- Die Set; 545-187-10 & 545-200-10 100A Connector; for Rennsteig PEW12 Tool Frame-Amphenol P/N 10066104-002LF (16mm2 / 6 AWG) | 2.000000000 | Entered | 2018-07-25 13:39:57.379 | 2018-08-22 14:09:01.145 |  | 4500077114 |  | Canada |  | Buy
53433 | T-Mobile | 9 | 990-121-10 | Tool; Rennsteig PEW12 Tool frame | 1.000000000 | Entered | 2018-08-23 00:00:00.0 | 2018-08-22 16:34:38.814 |  | 4900168421 |  | Canada |  | Make
53433 | T-Mobile | 10 | 990-122-10 | GMT Acc- #12-#10AWG Die Set; 545-186-10 37A Connector; for PEW12 Tool Frame | 1.000000000 | Entered | 2018-08-23 00:00:00.0 | 2018-08-22 16:34:38.814 |  | 4900168421 |  | Canada |  | Make
53433 | T-Mobile | 11 | 990-129-10 | Locator for Rennsteig PEW12 | 1.000000000 | Entered | 2018-08-23 00:00:00.0 | 2018-08-22 16:34:38.814 |  | 4900168421 | Included in Die Price | Canada |  | Buy
53535 | Cox Communications CA (OC) | 9 | 858-102-10 | Cable; Cat5e; 4-pair; gray | 55.000000000 | Entered | 2018-08-21 13:12:21.055 | 2018-08-28 14:40:32.645 |  | BOM |  | CA LA |  | Buy
53535 | Cox Communications CA (OC) | 19 | 050-002-10 | Cable Rack; 12 In. (W); 2 In. (SB); 9' 8-1/2 In. (L); Solid; Yellow Zinc | 13.000000000 | Entered | 2018-08-21 13:12:21.085 | 2018-08-28 14:40:32.645 |  | BOM |  | CA LA |  | Buy
53535 | Cox Communications CA (OC) | 29 | 460-064-10 | Fuse; TPA Cartridge; 20A; DC-170V; .58 x 1.5; W/ Indicator | 21.000000000 | Partial | 2018-08-21 13:12:21.118 | 2018-08-28 14:40:32.645 |  | BOM |  | CA LA |  | Buy
53535 | Cox Communications CA (OC) | 48 | 750-263-10 | HW Kit; 3 Position lug adapter; simple; For Emerson Breakers | 2.000000000 | Entered | 2018-08-21 13:12:21.105 | 2018-08-28 14:40:32.645 |  | BOM |  | CA LA |  | Buy
53535 | Cox Communications CA (OC) | 58 | 050-523-10 | Cable Rack; Adjustable Side Mount Splice Kit; 2 In. (SB); Yellow Zinc; 2 Per Kit; | 14.000000000 | Picked | 2018-08-20 00:00:00.0 | 2018-08-28 14:40:32.645 |  | BOM |  | CA LA |  | Buy
53535 | Cox Communications CA (OC) | 59 | 643-052-10 | J Bolt Kits for 2 Rack | 40.000000000 | Picked | 2018-08-20 00:00:00.0 | 2018-08-28 14:40:32.645 |  | BOM |  | CA LA |  | Buy
53535 | Cox Communications CA (OC) | 60 | 050-062-10 | Cable Rack; Corner Clip Kit; 90 (D); 2 In. (SB); Yellow Zinc; 2 Clips Per Kit; | 8.000000000 | Picked | 2018-08-20 00:00:00.0 | 2018-08-28 14:40:32.645 |  | BOM |  | CA LA |  | Buy
53535 | Cox Communications CA (OC) | 61 | 470-353-10 | Telect; Std 60A; AM breaker Plug-in Bullet type; midtrip | 12.000000000 | Entered | 2018-08-20 00:00:00.0 | 2018-08-28 14:40:32.645 |  | BOM |  | CA LA |  | Buy
53598 | Cogeco Connexion Inc. | 1 | 470-108-10 | 300 amp; GJ CB; -48VDC; with NO coil; with Aux Switch; Midtrip; two pole configuration (Requires 016-421-10) | 4.000000000 | Entered | 2018-08-31 00:00:00.0 | 2018-08-30 09:16:50.989 | 2018-11-02 00:00:00.0 | 717655 |  | WA Tech Grp |  | Buy
53420 | Comcast Cable (19th Ave HubCOMMAESCAPE CA) | 4 | 016-1662-10 r01 | HDN 300; Dual Isolated (A/B) Input; 11A/11B AM Breaker Positions; UL1801 | 1.000000000 | Entered | 2018-08-08 00:00:00.0 | 2018-08-30 09:43:54.584 |  | 2413899 |  | CA N |  | Make
53420 | Comcast Cable (19th Ave HubCOMMAESCAPE CA) | 6 | 538-387-10 | Wire term; crimp #8 awg; #10stud; ring; non-insulated; .346 width | 8.000000000 | Entered | 2018-08-08 00:00:00.0 | 2018-08-30 09:43:54.584 |  | 2413899 |  | CA N |  | Buy
53420 | Comcast Cable (19th Ave HubCOMMAESCAPE CA) | 7 | 538-018-10 | Lug; YAZ8C2TC14FX; #8 awg; 2h; 1/4; 5/8 ctc; long barrel; Inspect | 8.000000000 | Entered | 2018-08-08 00:00:00.0 | 2018-08-30 09:43:54.584 |  | 2413899 |  | CA N |  | Buy
53420 | Comcast Cable (19th Ave HubCOMMAESCAPE CA) | 8 | 840-016-10-1 | Heat shrink; HSC12FR250; clear; 250 ' 0.50 id (#4- #6 flex) | 1.000000000 | Entered | 2018-08-08 00:00:00.0 | 2018-08-30 09:43:54.584 |  | 2413899 |  | CA N |  | Buy
53420 | Comcast Cable (19th Ave HubCOMMAESCAPE CA) | 14 | 040-467-10 | ADC - FGS-MU9E-A; 4x 4 90' Up Elbow; Metal Cover Included; Yellow | 2.000000000 | Entered | 2018-08-08 00:00:00.0 | 2018-08-30 09:43:54.584 |  | 2413899 |  | CA N |  | Buy
53420 | Comcast Cable (19th Ave HubCOMMAESCAPE CA) | 16 | 040-468-10 | ADC - FGS-MVAR-A; 4x 4 Expandable Straight Section; Yellow | 2.000000000 | Entered | 2018-08-08 00:00:00.0 | 2018-08-30 09:43:54.584 |  | 2413899 |  | CA N |  | Buy
53420 | Comcast Cable (19th Ave HubCOMMAESCAPE CA) | 17 | 040-449-10 | ADC - FGS-MHIS-A; 4x 4 Cut in T; Assembly Hardware Included; Yellow | 2.000000000 | Entered | 2018-08-08 00:00:00.0 | 2018-08-30 09:43:54.584 |  | 2413899 |  | CA N |  | Buy
53420 | Comcast Cable (19th Ave HubCOMMAESCAPE CA) | 19 | 040-459-10 | ADC - FGS-MSNC-A; 4x 4 Hinged Cover Kit; Yellow | 2.000000000 | Entered | 2018-08-08 00:00:00.0 | 2018-08-30 09:43:54.584 |  | 2413899 |  | CA N |  | Buy
53420 | Comcast Cable (19th Ave HubCOMMAESCAPE CA) | 21 | 030-091-10 | Barracuda 36 D; Heavy Duty Cabinet Assembly; 45U x 22.13W x 36.13D; White; California Specific | 1.000000000 | Entered | 2018-08-08 00:00:00.0 | 2018-08-30 09:43:54.584 |  | 2413899 |  | CA N |  | Buy
53420 | Comcast Cable (19th Ave HubCOMMAESCAPE CA) | 22 | 030-092-10 | Barracuda Rack Spacer Kit; 5U x 5W Spacer Kit; Includes (2) Bottom Brackets; (2) Top Brackets; (2) Lift Off Doors; White; California Specific | 2.000000000 | Entered | 2018-08-08 00:00:00.0 | 2018-08-30 09:43:54.584 |  | 2413899 |  | CA N |  | Buy
53420 | Comcast Cable (19th Ave HubCOMMAESCAPE CA) | 23 | 030-093-10 | Barracuda; 45U Cable Management Insert Panel; White; California Specific | 2.000000000 | Entered | 2018-08-08 00:00:00.0 | 2018-08-30 09:43:54.584 |  | 2413899 |  | CA N |  | Buy
53420 | Comcast Cable (19th Ave HubCOMMAESCAPE CA) | 24 | 030-094-10 | Barracuda; 45U x 36.13D x 5W; End of Row Spacer; Includes Non-Locking Side Panels; White; California Specific | 1.000000000 | Entered | 2018-08-08 00:00:00.0 | 2018-08-30 09:43:54.584 |  | 2413899 |  | CA N |  | Buy
53424 | Comcast Cable (Daly City HECOMMAESCAPE CA) | 4 | 016-1662-10 r01 | HDN 300; Dual Isolated (A/B) Input; 11A/11B AM Breaker Positions; UL1801 | 1.000000000 | Entered | 2018-08-09 00:00:00.0 | 2018-08-30 09:44:54.991 |  | 2413898 |  | CA N |  | Make
53424 | Comcast Cable (Daly City HECOMMAESCAPE CA) | 24 | 040-734-10 | ADC - FGS-HETR-58; Existing Threaded Rod Bracket Kit | 4.000000000 | Entered | 2018-08-09 00:00:00.0 | 2018-08-30 09:44:54.991 |  | 2413898 |  | CA N |  | Buy
53424 | Comcast Cable (Daly City HECOMMAESCAPE CA) | 28 | 030-092-10 | Barracuda Rack Spacer Kit; 5U x 5W Spacer Kit; Includes (2) Bottom Brackets; (2) Top Brackets; (2) Lift Off Doors; White; California Specific | 2.000000000 | Entered | 2018-08-09 00:00:00.0 | 2018-08-30 09:44:54.991 |  | 2413898 |  | CA N |  | Buy
53424 | Comcast Cable (Daly City HECOMMAESCAPE CA) | 29 | 030-093-10 | Barracuda; 45U Cable Management Insert Panel; White; California Specific | 2.000000000 | Entered | 2018-08-09 00:00:00.0 | 2018-08-30 09:44:54.991 |  | 2413898 |  | CA N |  | Buy
53424 | Comcast Cable (Daly City HECOMMAESCAPE CA) | 30 | 030-094-10 | Barracuda; 45U x 36.13D x 5W; End of Row Spacer; Includes Non-Locking Side Panels; White; California Specific | 1.000000000 | Entered | 2018-08-09 00:00:00.0 | 2018-08-30 09:44:54.991 |  | 2413898 |  | CA N |  | Buy
53608 | MJE TeleStructure LLC | 1 | 470-471-10 | Comm/Net Std 300A; 3 pole AM breaker Plug-in Bullet type; midtrip; no tabs | 12.000000000 | Entered | 2018-09-24 00:00:00.0 | 2018-08-30 10:01:36.273 |  | 6793 |  | WA Tech Grp |  | Buy
53609 | Altair Advanced Industries. | 1 | 016-2102-10-W r02 | GMT125 - 15/15 Fuse Panel; 1RU; Dual Input; 125A; 15A/15B; 20A Max per fuse; -48VDC; Meter Module; Connectorized Outputs; per channel current monitoring; Ethernet (SMART) | 3.000000000 | Entered | 2018-10-01 00:00:00.0 | 2018-08-30 10:30:12.171 |  | 4500455109 |  | WA Tech Grp |  | Make
53609 | Altair Advanced Industries. | 2 | 745-197-10 r01 | Cable Assy; GMT Cxx; #12 AWG; Red/Red Tracer; 12'; Unterminated Load End | 8.000000000 | Entered | 2018-10-01 00:00:00.0 | 2018-08-30 10:30:12.171 |  | 4500455109 |  | WA Tech Grp |  | Make
53609 | Altair Advanced Industries. | 3 | 745-198-10 r01 | Cable Assy; GMT Cxx; #12 AWG; Blue/Blue Tracer; 12'; Unterminated Load End | 8.000000000 | Entered | 2018-10-01 00:00:00.0 | 2018-08-30 10:30:12.171 |  | 4500455109 |  | WA Tech Grp |  | Make
53622 | GDT | 1 | 990-115-10 | Tool;Weidmuller; Crimper; wire end ferrules; 25mm; 50mm; Indent crimping; PZ50; 9006450000 | 5.000000000 | Partial | 2018-08-31 00:00:00.0 | 2018-08-31 09:50:15.692 |  | 4500077952 |  | Canada | Drop Ship | Buy
53630 | EMP Steve Maurer | 1 | 975-011-10 | Apparel; T-shirt; Short Sleeve; Black; 4XLT; 4X-Large Tall | 5.000000000 | Entered | 2018-08-31 14:28:47.912 | 2018-08-31 14:30:50.779 |  | Apparel |  | WA Tech Grp |  | Buy
53619 | Alpha Technologies ServicesCOMMAESCAPE Inc. | 3 | 470-403-10 | Comm/Net Std 30A; AM breaker Plug-in Bullet type; midtrip; no tabs | 2.000000000 | Partial | 2018-09-20 00:00:00.0 | 2018-08-31 14:46:25.865 |  | 4500455542 |  | WA Tech Grp |  | Buy
53581 | Comcast Cable (Reading PA) | 4 | 470-453-10 | Alpha Std 40A; AM Breaker Plug in Bullet Type; midtrip w/aux center pin only | 2.000000000 | Entered | 2018-08-25 21:00:00.0 | 2018-09-04 09:16:02.812 |  | 2414057 |  | TN |  | Buy
53581 | Comcast Cable (Reading PA) | 5 | 850-072-10 | Wire; hkup; flex #4 awg; red | 45.000000000 | Entered | 2018-08-26 00:00:00.0 | 2018-09-04 09:16:02.812 |  | 2414057 |  | TN |  | Buy
53581 | Comcast Cable (Reading PA) | 6 | 850-073-10 | Wire; hkup; flex #4 awg; red w/ blk tracer | 45.000000000 | Entered | 2018-08-26 00:00:00.0 | 2018-09-04 09:16:02.812 |  | 2414057 |  | TN |  | Buy
53581 | Comcast Cable (Reading PA) | 7 | 850-074-10 | Wire; hkup; flex #4 awg; blue | 45.000000000 | Entered | 2018-08-26 00:00:00.0 | 2018-09-04 09:16:02.812 |  | 2414057 |  | TN |  | Buy
53581 | Comcast Cable (Reading PA) | 8 | 850-075-10 | Wire; hkup; flex #4 awg; blue w/ blk tracer | 45.000000000 | Entered | 2018-08-26 00:00:00.0 | 2018-09-04 09:16:02.812 |  | 2414057 |  | TN |  | Buy
53581 | Comcast Cable (Reading PA) | 9 | 538-405-10 | YAV4CL2TC14FX; Lug; #4 awg; Std Barrel; 1/4 X 5/8 ctc; Gray | 4.000000000 | Entered | 2018-08-25 21:00:00.0 | 2018-09-04 09:16:02.812 |  | 2414057 |  | TN |  | Buy
53581 | Comcast Cable (Reading PA) | 10 | 538-416-10 | YSR4CFX8CFXLTCKITC; In-Line Reducer Splice Kit #4 AWG & #8 AWG | 4.000000000 | Entered | 2018-08-25 21:00:00.0 | 2018-09-04 09:16:02.812 |  | 2414057 |  | TN |  | Buy
53581 | Comcast Cable (Reading PA) | 11 | 850-267-10 | Wire; hkup; flex; #8 awg; red | 10.000000000 | Entered | 2018-08-26 00:00:00.0 | 2018-09-04 09:16:02.812 |  | 2414057 |  | TN |  | Buy
53581 | Comcast Cable (Reading PA) | 12 | 850-268-10 | Wire; hkup; flex; #8 awg red w/ blk tracer | 10.000000000 | Entered | 2018-08-26 00:00:00.0 | 2018-09-04 09:16:02.812 |  | 2414057 |  | TN |  | Buy
53581 | Comcast Cable (Reading PA) | 13 | 850-269-10 | Wire; hkup; flex; #8 awg; blue | 10.000000000 | Entered | 2018-08-26 00:00:00.0 | 2018-09-04 09:16:02.812 |  | 2414057 |  | TN |  | Buy
53581 | Comcast Cable (Reading PA) | 14 | 850-270-10 | Wire; hkup; flex; #8 awg; blue w/ blk tracer | 10.000000000 | Entered | 2018-08-26 00:00:00.0 | 2018-09-04 09:16:02.812 |  | 2414057 |  | TN |  | Buy
53581 | Comcast Cable (Reading PA) | 15 | 538-381-10 | Lug; YAZ8C2TC14FX90; #8 awg; 2h; 1/4; 5/8 ctc; long barrel; Inspect window; 90 degree | 4.000000000 | Entered | 2018-08-25 21:00:00.0 | 2018-09-04 09:16:02.812 |  | 2414057 |  | TN |  | Buy
53581 | Comcast Cable (Reading PA) | 16 | 840-016-10-1 | Heat shrink; HSC12FR250; clear; 250 ' 0.50 id (#4- #6 flex) | 2.000000000 | Entered | 2018-08-25 21:00:00.0 | 2018-09-04 09:16:02.812 |  | 2414057 |  | TN |  | Buy
53581 | Comcast Cable (Reading PA) | 17 | 950-007-10 | Tag; Wire marker; White oval wire marking tags; 1x1 3/4 | 10.000000000 | Entered | 2018-08-25 21:00:00.0 | 2018-09-04 09:16:02.812 |  | 2414057 |  | TN |  | Buy
53635 | E3 Systems | 1 | 710-015-10-B r03 | 19 Rack/Rear Assembly Deep Reinforced; r02 | 1.000000000 | Entered | 2018-09-05 00:00:00.0 | 2018-09-04 09:27:08.456 |  | 18100 |  | WA Tech Grp |  | Buy
53152 | SRI | 2 | 710-015-10-W r03 | 19 Rack/Rear Assembly Deep Reinforced; r03 WHITE | 2.000000000 | Entered | 2018-07-09 14:43:58.981 | 2018-09-05 16:45:36.548 |  | 23849 |  | CA N |  | Buy
53338 | T-Mobile | 1 | 016-2122-10 r02 | TPA 250; Dual Input; 6A/6B 50A Max TPA Fuse Positions; Connectorized Outputs (37A); -48VDC; LEDs; White | 100.000000000 | Entered | 2018-10-04 00:00:00.0 | 2018-09-06 04:42:04.042 |  | 4900180076 |  | Canada |  | Make
53338 | T-Mobile | 2 | 750-277-10 r01 | Rear Mounting Kit; TPA 250 | 50.000000000 | Entered | 2018-10-04 00:00:00.0 | 2018-09-06 04:42:04.042 |  | 4900180076 |  | Canada |  | Make
53338 | T-Mobile | 3 | 745-438-10 r01 | Cable Assy; GMT Cxx; #10 AWG; Red/Red Tracer; 12'; Unterminated Load End | 200.000000000 | Entered | 2018-10-04 00:00:00.0 | 2018-09-06 04:42:04.042 |  | 4900180076 |  | Canada |  | Make
53338 | T-Mobile | 4 | 745-434-10 r01 | Cable Assy; GMT Cxx; #10 AWG; Blue/Blue Tracer; 12'; Unterminated Load End | 200.000000000 | Entered | 2018-10-04 00:00:00.0 | 2018-09-06 04:42:04.042 |  | 4900180076 |  | Canada |  | Make
53350 | T-Mobile | 1 | 016-2122-10 r02 | TPA 250; Dual Input; 6A/6B 50A Max TPA Fuse Positions; Connectorized Outputs (37A); -48VDC; LEDs; White | 100.000000000 | Entered | 2018-10-18 00:00:00.0 | 2018-09-06 04:47:40.773 |  | 4900180081 |  | Canada |  | Make
53350 | T-Mobile | 2 | 750-277-10 r01 | Rear Mounting Kit; TPA 250 | 50.000000000 | Entered | 2018-10-18 00:00:00.0 | 2018-09-06 04:47:40.773 |  | 4900180081 |  | Canada |  | Make
53350 | T-Mobile | 3 | 745-438-10 r01 | Cable Assy; GMT Cxx; #10 AWG; Red/Red Tracer; 12'; Unterminated Load End | 200.000000000 | Entered | 2018-10-18 00:00:00.0 | 2018-09-06 04:47:40.773 |  | 4900180081 |  | Canada |  | Make
53350 | T-Mobile | 4 | 745-434-10 r01 | Cable Assy; GMT Cxx; #10 AWG; Blue/Blue Tracer; 12'; Unterminated Load End | 200.000000000 | Entered | 2018-10-18 00:00:00.0 | 2018-09-06 04:47:40.773 |  | 4900180081 |  | Canada |  | Make
53639 | T-Mobile | 1 | 016-2122-10 r02 | TPA 250; Dual Input; 6A/6B 50A Max TPA Fuse Positions; Connectorized Outputs (37A); -48VDC; LEDs; White | 100.000000000 | Entered | 2018-10-11 00:00:00.0 | 2018-09-06 05:01:27.306 |  | 4900180080 |  | Canada |  | Make
53639 | T-Mobile | 2 | 750-277-10 r01 | Rear Mounting Kit; TPA 250 | 50.000000000 | Entered | 2018-10-11 00:00:00.0 | 2018-09-06 05:01:27.306 |  | 4900180080 |  | Canada |  | Make
53639 | T-Mobile | 3 | 745-438-10 r01 | Cable Assy; GMT Cxx; #10 AWG; Red/Red Tracer; 12'; Unterminated Load End | 200.000000000 | Entered | 2018-10-11 00:00:00.0 | 2018-09-06 05:01:27.306 |  | 4900180080 |  | Canada |  | Make
53639 | T-Mobile | 4 | 745-434-10 r01 | Cable Assy; GMT Cxx; #10 AWG; Blue/Blue Tracer; 12'; Unterminated Load End | 200.000000000 | Entered | 2018-10-11 00:00:00.0 | 2018-09-06 05:01:27.306 |  | 4900180080 |  | Canada |  | Make
53674 | Alpha Technologies ServicesCOMMAESCAPE Inc. | 1 | 590-2484-10 r01 | Output Adapter; 3 Pole; 45deg; AM Breaker Panel; BDFB | 6.000000000 | Entered | 2018-09-07 00:00:00.0 | 2018-09-06 09:01:24.027 |  | 4500455994 |  | WA Tech Grp |  | Buy
53674 | Alpha Technologies ServicesCOMMAESCAPE Inc. | 2 | 470-275-10 | Comm/Net Std 250A; 3 pole AM breaker Plug-in Bullet type; midtrip; no tabs | 6.000000000 | Entered | 2018-09-07 00:00:00.0 | 2018-09-06 09:01:24.027 |  | 4500455994 |  | WA Tech Grp |  | Buy
53566 | Comcast Cable (BellevueCOMMAESCAPE WA) | 4 | 016-1722-10 r01 | HDN 600; Dual Isolated (A/B) Input; 11A/11B AM Breaker Positions; UL1801 | 1.000000000 | Entered | 2018-08-24 00:00:00.0 | 2018-09-06 11:46:56.572 |  | 2415748 |  | WA Tech Grp |  | Make
53566 | Comcast Cable (BellevueCOMMAESCAPE WA) | 5 | 470-478-10 | 250 Amp AM Breaker Kit; Plug-In Type with Aux Switch Center Pin Only; Midtrip (5/16 Bullet Terminals) 3 Poles Wide P/N: 747-221-20-000 | 2.000000000 | Picked | 2018-08-24 00:00:00.0 | 2018-09-06 11:46:56.572 |  | 2415748 |  | WA Tech Grp |  | Buy
53566 | Comcast Cable (BellevueCOMMAESCAPE WA) | 6 | 470-275-10 | Comm/Net Std 250A; 3 pole AM breaker Plug-in Bullet type; midtrip; no tabs | 2.000000000 | Picked | 2018-08-24 00:00:00.0 | 2018-09-06 11:46:56.572 |  | 2415748 |  | WA Tech Grp |  | Buy
53566 | Comcast Cable (BellevueCOMMAESCAPE WA) | 7 | 590-806-10 r02 | 3 Pole Lug Landing Adapter Plate; 45 Deg Termination; AM Breakers | 2.000000000 | Picked | 2018-08-24 00:00:00.0 | 2018-09-06 11:46:56.572 |  | 2415748 |  | WA Tech Grp |  | Buy
53566 | Comcast Cable (BellevueCOMMAESCAPE WA) | 8 | 590-809-10 | Adapter plate; .125 Copper; Tinned 3 Position | 2.000000000 | Picked | 2018-08-24 00:00:00.0 | 2018-09-06 11:46:56.572 |  | 2415748 |  | WA Tech Grp |  | Buy
53566 | Comcast Cable (BellevueCOMMAESCAPE WA) | 9 | 470-400-10 | Comm/Net Std 60A; AM breaker Plug-in Bullet type; midtrip; no tabs | 12.000000000 | Picked | 2018-08-24 00:00:00.0 | 2018-09-06 11:46:56.572 |  | 2415748 |  | WA Tech Grp |  | Buy
53566 | Comcast Cable (BellevueCOMMAESCAPE WA) | 10 | 538-070-10 | Lug; YAZ342NT38FX; 350 MCM; 2h; 3/8; 1 ctc; NTS; long barrel; Inspect | 8.000000000 | Picked | 2018-08-24 00:00:00.0 | 2018-09-06 11:46:56.572 |  | 2415748 |  | WA Tech Grp |  | Buy
53566 | Comcast Cable (BellevueCOMMAESCAPE WA) | 11 | 850-101-10 | Wire; hkup; flex 350 mcm; red | 40.000000000 | Entered | 2018-08-24 00:00:00.0 | 2018-09-06 11:46:56.572 |  | 2415748 |  | WA Tech Grp |  | Buy
53566 | Comcast Cable (BellevueCOMMAESCAPE WA) | 12 | 850-102-10 | Wire; hkup; flex 350 mcm; red w/ blk tracer | 40.000000000 | Entered | 2018-08-24 00:00:00.0 | 2018-09-06 11:46:56.572 |  | 2415748 |  | WA Tech Grp |  | Buy
53566 | Comcast Cable (BellevueCOMMAESCAPE WA) | 13 | 850-068-10 | Wire; hkup; flex #6 awg; red | 80.000000000 | Entered | 2018-08-24 00:00:00.0 | 2018-09-06 11:46:56.572 |  | 2415748 |  | WA Tech Grp |  | Buy
53566 | Comcast Cable (BellevueCOMMAESCAPE WA) | 14 | 850-069-10 | Wire; hkup; flex #6 awg; red w/ blk tracer | 80.000000000 | Entered | 2018-08-24 00:00:00.0 | 2018-09-06 11:46:56.572 |  | 2415748 |  | WA Tech Grp |  | Buy
53566 | Comcast Cable (BellevueCOMMAESCAPE WA) | 15 | 850-070-10 | Wire; hkup; flex #6 awg; blue | 80.000000000 | Entered | 2018-08-24 00:00:00.0 | 2018-09-06 11:46:56.572 |  | 2415748 |  | WA Tech Grp |  | Buy
53566 | Comcast Cable (BellevueCOMMAESCAPE WA) | 16 | 850-070-10 | Wire; hkup; flex #6 awg; blue | 80.000000000 | Entered | 2018-08-24 00:00:00.0 | 2018-09-06 11:46:56.572 |  | 2415748 |  | WA Tech Grp |  | Buy
53566 | Comcast Cable (BellevueCOMMAESCAPE WA) | 17 | 538-165-10 | Lug; YAZV6C2TC14FX90; #6 awg; 2h; 1/4; 5/8 ctc; N/A; long barrel; Inspect; 90 degree | 50.000000000 | Picked | 2018-08-24 00:00:00.0 | 2018-09-06 11:46:56.572 |  | 2415748 |  | WA Tech Grp |  | Buy
53566 | Comcast Cable (BellevueCOMMAESCAPE WA) | 18 | 840-016-10-1 | Heat shrink; HSC12FR250; clear; 250 ' 0.50 id (#4- #6 flex) | 10.000000000 | Picked | 2018-08-24 00:00:00.0 | 2018-09-06 11:46:56.572 |  | 2415748 |  | WA Tech Grp |  | Buy
53566 | Comcast Cable (BellevueCOMMAESCAPE WA) | 19 | 855-000-10 | 9 Cord Lacing Twine- White | 2.000000000 | Picked | 2018-08-24 00:00:00.0 | 2018-09-06 11:46:56.572 |  | 2415748 |  | WA Tech Grp |  | Buy
53566 | Comcast Cable (BellevueCOMMAESCAPE WA) | 20 | 970-243-10 | Ladder Rack Edging; Fiber Stringer; Protection for Cable Racking; Fibre/Fiber Edgeguard; 1 1/8 W X 3/16 H X 34 L | 8.000000000 | Picked | 2018-08-24 00:00:00.0 | 2018-09-06 11:46:56.572 |  | 2415748 |  | WA Tech Grp |  | Buy
53566 | Comcast Cable (BellevueCOMMAESCAPE WA) | 21 | 950-005-10 | Tag; Wire markers; Gray oval wire marking tags | 50.000000000 | Picked | 2018-08-24 00:00:00.0 | 2018-09-06 11:46:56.572 |  | 2415748 |  | WA Tech Grp |  | Buy
53566 | Comcast Cable (BellevueCOMMAESCAPE WA) | 22 | 950-197-10 | P-Touch tape; 3/4 black on white; TZ-241 | 2.000000000 | Entered | 2018-08-24 00:00:00.0 | 2018-09-06 11:46:56.572 |  | 2415748 |  | WA Tech Grp |  | Buy
53566 | Comcast Cable (BellevueCOMMAESCAPE WA) | 23 | 850-086-10 | Wire; hkup; flex #6 awg; green | 10.000000000 | Entered | 2018-08-24 00:00:00.0 | 2018-09-06 11:46:56.572 |  | 2415748 |  | WA Tech Grp |  | Buy
53566 | Comcast Cable (BellevueCOMMAESCAPE WA) | 24 | 538-094-10 | Lug; YAZV6C2TC14FX; #6 awg; 2h; 1/4; 5/8 ctc; N/A; long barrel; Inspect | 6.000000000 | Picked | 2018-08-24 00:00:00.0 | 2018-09-06 11:46:56.572 |  | 2415748 |  | WA Tech Grp |  | Buy
53566 | Comcast Cable (BellevueCOMMAESCAPE WA) | 25 | 840-016-10-1 | Heat shrink; HSC12FR250; clear; 250 ' 0.50 id (#4- #6 flex) | 2.000000000 | Picked | 2018-08-24 00:00:00.0 | 2018-09-06 11:46:56.572 |  | 2415748 |  | WA Tech Grp |  | Buy
53566 | Comcast Cable (BellevueCOMMAESCAPE WA) | 26 | 538-198-10 | H-Tap; Purple; W/ Clr Cover; Range: T1 4/0-2 Awg; T2 2-8 Awg; T3 8-14 Awg; YH292CWCC | 1.000000000 | Picked | 2018-08-24 00:00:00.0 | 2018-09-06 11:46:56.572 |  | 2415748 |  | WA Tech Grp |  | Buy
53566 | Comcast Cable (BellevueCOMMAESCAPE WA) | 27 | 030-052-10 | Vertical lacing bar; 45U x 3.5 wide with slots and holes; 12Ga steel; black | 2.000000000 | Entered | 2018-08-24 00:00:00.0 | 2018-09-06 11:46:56.572 |  | 2415748 |  | WA Tech Grp |  | Buy
53566 | Comcast Cable (BellevueCOMMAESCAPE WA) | 28 | 016-999-10 r01 | HDN; Ethernet Adapter Option | 1.000000000 | Entered | 2018-08-24 00:00:00.0 | 2018-09-06 11:46:56.572 |  | 2415748 |  | WA Tech Grp |  | Make
53199 | Cox Communications Inc | 7 | 538-188-10 | Lug; flex; YAV6CL2TC14FX45; w/inspect #6 awg; 2h 1/4 holes; 5/8 ctc; 45 Deg; SB | 140.000000000 | Picked | 2018-07-13 01:29:01.427 | 2018-09-06 15:20:19.202 |  |  |  | CA LA |  | Buy
53199 | Cox Communications Inc | 10 | 538-249-10 | Lug; flex; YAV26L2NT38FX90; w/inspect 2/O awg; 2h 3/8 holes; 1 ctc; Long Barrel; Narrow Tongue; 90 degree | 4.000000000 | Entered | 2018-07-13 01:29:01.431 | 2018-09-06 15:20:19.202 |  |  |  | CA LA |  | Buy
53199 | Cox Communications Inc | 19 | 050-999-10 | Rack Mount Bus Bar Insulator Kit; 3/4H X 11/16WX1-1/4L; WHITE; Order 050-998-10 also; Cox Approved | 46.000000000 | Entered | 2018-07-13 00:00:00.0 | 2018-09-06 15:20:19.202 |  |  |  | CA LA |  | Buy
53199 | Cox Communications Inc | 20 | 050-998-10 | Grounding Busbar Kits; 19 L; 14 mounting holes; 1/2 Hole Spacing; Order 050-999-10 also; Cox Approved | 46.000000000 | Entered | 2018-07-13 00:00:00.0 | 2018-09-06 15:20:19.202 |  |  |  | CA LA |  | Buy
53199 | Cox Communications Inc | 21 | 538-198-10 | H-Tap; Purple; W/ Clr Cover; Range: T1 4/0-2 Awg; T2 2-8 Awg; T3 8-14 Awg; YH292CWCC | 46.000000000 | Entered | 2018-07-13 00:00:00.0 | 2018-09-06 15:20:19.202 |  |  |  | CA LA |  | Buy
53197 | Cox Communications (RSM/MTC) | 7 | 538-188-10 | Lug; flex; YAV6CL2TC14FX45; w/inspect #6 awg; 2h 1/4 holes; 5/8 ctc; 45 Deg; SB | 44.000000000 | Partial | 2018-07-13 00:57:11.022 | 2018-09-06 15:20:46.011 |  |  |  | CA LA |  | Buy
53197 | Cox Communications (RSM/MTC) | 21 | 050-999-10 | Rack Mount Bus Bar Insulator Kit; 3/4H X 11/16WX1-1/4L; WHITE; Order 050-998-10 also; Cox Approved | 62.000000000 | Entered | 2018-07-13 00:00:00.0 | 2018-09-06 15:20:46.011 |  |  |  | CA LA |  | Buy
53197 | Cox Communications (RSM/MTC) | 22 | 050-998-10 | Grounding Busbar Kits; 19 L; 14 mounting holes; 1/2 Hole Spacing; Order 050-999-10 also; Cox Approved | 36.000000000 | Partial | 2018-07-13 00:00:00.0 | 2018-09-06 15:20:46.011 |  |  |  | CA LA |  | Buy
53201 | Cox Communications Inc | 7 | 538-188-10 | Lug; flex; YAV6CL2TC14FX45; w/inspect #6 awg; 2h 1/4 holes; 5/8 ctc; 45 Deg; SB | 300.000000000 | Entered | 2018-07-13 01:50:43.787 | 2018-09-06 16:36:50.484 |  |  |  | CA LA |  | Buy
53201 | Cox Communications Inc | 10 | 538-249-10 | Lug; flex; YAV26L2NT38FX90; w/inspect 2/O awg; 2h 3/8 holes; 1 ctc; Long Barrel; Narrow Tongue; 90 degree | 4.000000000 | Entered | 2018-07-13 00:00:00.0 | 2018-09-06 16:36:50.484 |  |  |  | CA LA |  | Buy
53201 | Cox Communications Inc | 24 | 050-999-10 | Rack Mount Bus Bar Insulator Kit; 3/4H X 11/16WX1-1/4L; WHITE; Order 050-998-10 also; Cox Approved | 95.000000000 | Entered | 2018-07-13 00:00:00.0 | 2018-09-06 16:36:50.484 |  |  |  | CA LA |  | Buy
53201 | Cox Communications Inc | 25 | 050-998-10 | Grounding Busbar Kits; 19 L; 14 mounting holes; 1/2 Hole Spacing; Order 050-999-10 also; Cox Approved | 95.000000000 | Entered | 2018-07-13 00:00:00.0 | 2018-09-06 16:36:50.484 |  |  |  | CA LA |  | Buy
53201 | Cox Communications Inc | 26 | 538-198-10 | H-Tap; Purple; W/ Clr Cover; Range: T1 4/0-2 Awg; T2 2-8 Awg; T3 8-14 Awg; YH292CWCC | 95.000000000 | Entered | 2018-07-13 00:00:00.0 | 2018-09-06 16:36:50.484 |  |  |  | CA LA |  | Buy
53368 | Comcast Cable (Folsom Hub CA) | 4 | 850-268-10 | Wire; hkup; flex; #8 awg red w/ blk tracer | 30.000000000 | Entered | 2018-08-02 11:28:25.448 | 2018-09-07 08:06:34.012 |  | 2416019 |  | CA N |  | Buy
53374 | Comcast Cable (Daly City HECOMMAESCAPE CA) | 5 | 850-268-10 | Wire; hkup; flex; #8 awg red w/ blk tracer | 40.000000000 | Entered | 2018-08-02 13:35:48.127 | 2018-09-07 08:07:44.045 |  | 2416027 |  | CA N |  | Buy
53372 | Comcast Cable (Pine Street Hub) | 5 | 850-268-10 | Wire; hkup; flex; #8 awg red w/ blk tracer | 20.000000000 | Entered | 2018-08-02 13:09:36.308 | 2018-09-07 08:10:04.869 |  | 2416035 |  | CA N |  | Buy
53369 | Comcast Cable (Geary Hub) | 4 | 850-268-10 | Wire; hkup; flex; #8 awg red w/ blk tracer | 30.000000000 | Entered | 2018-08-02 11:30:22.697 | 2018-09-07 08:21:01.415 |  | 2416036 |  | CA N |  | Buy
53364 | Comcast Cable (19th Ave HubCOMMAESCAPE CA) | 4 | 850-268-10 | Wire; hkup; flex; #8 awg red w/ blk tracer | 30.000000000 | Entered | 2018-08-02 00:00:00.0 | 2018-09-07 08:22:10.398 |  | 2416037 |  | CA N |  | Buy
53702/52640 | Comm/net SystemsCOMMAESCAPE Inc. | 1 | 750-172-10 r01 | Cover Kit; Straight Connection; Connectorized Matrix - Dual | 1.000000000 | Entered | 2018-09-10 00:00:00.0 | 2018-09-07 16:58:18.573 |  |  |  | WA Tech Grp |  | Make
53703 | E3 Systems | 1 | 470-403-10 | Comm/Net Std 30A; AM breaker Plug-in Bullet type; midtrip; no tabs | 32.000000000 | Partial | 2018-10-19 00:00:00.0 | 2018-09-07 17:05:18.122 |  | 18109 |  | WA Tech Grp |  | Buy
53705 | EMP Robert Sulik | 1 | 975-004-10 | Apparel; T-shirt; Short Sleeve; Black; X-Large | 6.000000000 | Entered | 2018-09-10 07:03:35.83 | 2018-09-10 07:15:30.027 |  | Apparel |  | WA Tech Grp |  | Buy
53705 | EMP Robert Sulik | 2 | 975-016-10 | Apparel; T-shirt; Long Sleeve; X-Large; Black | 2.000000000 | Entered | 2018-09-10 07:03:35.834 | 2018-09-10 07:15:30.027 |  | Apparel |  | WA Tech Grp |  | Buy
53708 | EMP Eric Cullings | 2 | 975-038-10 | Apparel; Under Armor Polo; Short Sleeve; 2X-Large; Gray | 2.000000000 | Entered | 2018-09-10 07:19:01.815 | 2018-09-10 07:20:33.556 |  | Apparel |  | WA Tech Grp |  | Buy
52934 | EMP Brenton Wilson | 3 | 975-074-10 | Apparel; Carhart Jacket; X-Large; Black | 1.000000000 | Picked | 2018-06-12 00:00:00.0 | 2018-09-10 08:31:18.266 |  | Apparel |  | WA Tech Grp |  | Buy
53595 | Comcast Cable (Pittsburg HE CA) | 3 | 470-403-10 | Comm/Net Std 30A; AM breaker Plug-in Bullet type; midtrip; no tabs | 8.000000000 | Entered | 2018-08-29 00:00:00.0 | 2018-09-10 11:20:05.249 |  | 2416704 |  | CA N |  | Buy
53595 | Comcast Cable (Pittsburg HE CA) | 4 | 850-273-10 | Wire; hkup; flex #10 awg; red | 40.000000000 | Entered | 2018-08-29 00:00:00.0 | 2018-09-10 11:20:05.249 |  | 2416704 |  | CA N |  | Buy
53595 | Comcast Cable (Pittsburg HE CA) | 5 | 850-274-10 | Wire; hkup; flex #10 awg; red w/ blk tracer | 40.000000000 | Entered | 2018-08-29 00:00:00.0 | 2018-09-10 11:20:05.249 |  | 2416704 |  | CA N |  | Buy
53595 | Comcast Cable (Pittsburg HE CA) | 6 | 850-275-10 | Wire; hkup; flex #10 awg; blue | 40.000000000 | Entered | 2018-08-29 00:00:00.0 | 2018-09-10 11:20:05.249 |  | 2416704 |  | CA N |  | Buy
53595 | Comcast Cable (Pittsburg HE CA) | 8 | 538-167-10 | Lug; YAV102TC1490; #14-10 Str/#12-10 Sol; 2h; 1/4; 5/8 ctc; std barrel; Inspect; 90 degree | 16.000000000 | Entered | 2018-08-29 00:00:00.0 | 2018-09-10 11:20:05.249 |  | 2416704 |  | CA N |  | Buy
53595 | Comcast Cable (Pittsburg HE CA) | 9 | 538-120-10 | Lug; YAV102TC14; #14-10 Str/#12-10 Sol; 2h; 1/4; 5/8 ctc; N/A; standard barrel; Inspect | 16.000000000 | Entered | 2018-08-29 00:00:00.0 | 2018-09-10 11:20:05.249 |  | 2416704 |  | CA N |  | Buy
53595 | Comcast Cable (Pittsburg HE CA) | 10 | 840-026-10 | Heat shrink; HSC14FR250; clear; 250 ' 0.25 (#10-#12) | 4.000000000 | Entered | 2018-08-29 00:00:00.0 | 2018-09-10 11:20:05.249 |  | 2416704 |  | CA N |  | Buy
53595 | Comcast Cable (Pittsburg HE CA) | 11 | 538-280-10 | Wire term; crimp 10-12 awg; #6 ring/stud; Insulated | 16.000000000 | Entered | 2018-08-29 00:00:00.0 | 2018-09-10 11:20:05.249 |  | 2416704 |  | CA N |  | Buy
53595 | Comcast Cable (Pittsburg HE CA) | 12 | 850-277-10 | Wire; hkup; flex #10; green | 20.000000000 | Entered | 2018-08-29 00:00:00.0 | 2018-09-10 11:20:05.249 |  | 2416704 |  | CA N |  | Buy
53595 | Comcast Cable (Pittsburg HE CA) | 13 | 855-000-10 | 9 Cord Lacing Twine- White | 1.000000000 | Entered | 2018-08-29 00:00:00.0 | 2018-09-10 11:20:05.249 |  | 2416704 |  | CA N |  | Buy
53595 | Comcast Cable (Pittsburg HE CA) | 14 | 950-005-10 | Tag; Wire markers; Gray oval wire marking tags | 50.000000000 | Entered | 2018-08-29 00:00:00.0 | 2018-09-10 11:20:05.249 |  | 2416704 |  | CA N |  | Buy
53373 | Comcast Cable (San Mateo HE) | 5 | 850-268-10 | Wire; hkup; flex; #8 awg red w/ blk tracer | 40.000000000 | Entered | 2018-08-02 13:16:17.172 | 2018-09-10 11:29:09.171 |  | 2416685 |  | CA N |  | Buy
53373 | Comcast Cable (San Mateo HE) | 9 | 538-018-10 | Lug; YAZ8C2TC14FX; #8 awg; 2h; 1/4; 5/8 ctc; long barrel; Inspect | 48.000000000 | Entered | 2018-08-02 13:16:17.182 | 2018-09-10 11:29:09.171 |  | 2416685 |  | CA N |  | Buy
53373 | Comcast Cable (San Mateo HE) | 10 | 840-016-10-1 | Heat shrink; HSC12FR250; clear; 250 ' 0.50 id (#4- #6 flex) | 4.000000000 | Entered | 2018-08-02 13:16:17.184 | 2018-09-10 11:29:09.171 |  | 2416685 |  | CA N |  | Buy
53373 | Comcast Cable (San Mateo HE) | 11 | 950-005-10 | Tag; Wire markers; Gray oval wire marking tags | 48.000000000 | Entered | 2018-08-02 13:16:17.186 | 2018-09-10 11:29:09.171 |  | 2416685 |  | CA N |  | Buy
53373 | Comcast Cable (San Mateo HE) | 14 | 470-407-10 | Comm/Net Std 40A; AM breaker Plug-in Bullet type; midtrip; no tabs | 8.000000000 | Entered | 2018-08-02 13:16:17.192 | 2018-09-10 11:29:09.171 |  | 2416685 |  | CA N |  | Buy
53373 | Comcast Cable (San Mateo HE) | 16 | 850-271-10 | Wire; hkup; flex #8 awg; green | 40.000000000 | Entered | 2018-08-02 13:16:17.197 | 2018-09-10 11:29:09.171 |  | 2416685 |  | CA N |  | Buy
53370 | Comcast Cable (Mission Hub) | 3 | 850-267-10 | Wire; hkup; flex; #8 awg; red | 30.000000000 | Entered | 2018-08-02 11:33:33.507 | 2018-09-10 11:35:00.48 |  | 2416687 |  | CA N |  | Buy
53370 | Comcast Cable (Mission Hub) | 4 | 850-268-10 | Wire; hkup; flex; #8 awg red w/ blk tracer | 30.000000000 | Entered | 2018-08-02 11:33:33.509 | 2018-09-10 11:35:00.48 |  | 2416687 |  | CA N |  | Buy
53370 | Comcast Cable (Mission Hub) | 5 | 850-269-10 | Wire; hkup; flex; #8 awg; blue | 30.000000000 | Entered | 2018-08-02 11:33:33.51 | 2018-09-10 11:35:00.48 |  | 2416687 |  | CA N |  | Buy
53370 | Comcast Cable (Mission Hub) | 6 | 850-270-10 | Wire; hkup; flex; #8 awg; blue w/ blk tracer | 30.000000000 | Entered | 2018-08-02 11:33:33.512 | 2018-09-10 11:35:00.48 |  | 2416687 |  | CA N |  | Buy
53370 | Comcast Cable (Mission Hub) | 7 | 538-018-10 | Lug; YAZ8C2TC14FX; #8 awg; 2h; 1/4; 5/8 ctc; long barrel; Inspect | 36.000000000 | Entered | 2018-08-02 11:33:33.513 | 2018-09-10 11:35:00.48 |  | 2416687 |  | CA N |  | Buy
53370 | Comcast Cable (Mission Hub) | 8 | 840-016-10-1 | Heat shrink; HSC12FR250; clear; 250 ' 0.50 id (#4- #6 flex) | 4.000000000 | Entered | 2018-08-02 11:33:33.515 | 2018-09-10 11:35:00.48 |  | 2416687 |  | CA N |  | Buy
53370 | Comcast Cable (Mission Hub) | 9 | 950-005-10 | Tag; Wire markers; Gray oval wire marking tags | 24.000000000 | Entered | 2018-08-02 11:33:33.517 | 2018-09-10 11:35:00.48 |  | 2416687 |  | CA N |  | Buy
53370 | Comcast Cable (Mission Hub) | 10 | 470-407-10 | Comm/Net Std 40A; AM breaker Plug-in Bullet type; midtrip; no tabs | 6.000000000 | Entered | 2018-08-02 11:33:33.519 | 2018-09-10 11:35:00.48 |  | 2416687 |  | CA N |  | Buy
53370 | Comcast Cable (Mission Hub) | 12 | 850-271-10 | Wire; hkup; flex #8 awg; green | 30.000000000 | Entered | 2018-08-02 11:33:33.522 | 2018-09-10 11:35:00.48 |  | 2416687 |  | CA N |  | Buy
53724 | EMP Jesus Moreno | 1 | 975-004-10 | Apparel; T-shirt; Short Sleeve; Black; X-Large | 4.000000000 | Picked | 2018-09-11 11:28:08.02 | 2018-09-11 11:28:33.998 |  | Apparel |  | WA Tech Grp |  | Buy
53724 | EMP Jesus Moreno | 2 | 975-016-10 | Apparel; T-shirt; Long Sleeve; X-Large; Black | 3.000000000 | Picked | 2018-09-11 11:28:08.036 | 2018-09-11 11:28:33.998 |  | Apparel |  | WA Tech Grp |  | Buy
53599 | T-Mobile | 8 | 460-065-10 | Fuse; TPA Cartridge; 25A; DC-170V; .58 x 1.5; W/ Indicator | 80.000000000 | Entered | 2018-08-29 20:49:27.523 | 2018-09-12 09:59:01.014 |  | 4900180074 |  | Canada |  | Buy
53761 | SRI | 1 | 470-403-10 | Comm/Net Std 30A; AM breaker Plug-in Bullet type; midtrip; no tabs | 22.000000000 | Entered | 2018-09-14 00:00:00.0 | 2018-09-13 10:42:54.022 |  | 23893 |  | WA Tech Grp |  | Buy
53761 | SRI | 2 | 590-806-10 r02 | 3 Pole Lug Landing Adapter Plate; 45 Deg Termination; AM Breakers | 3.000000000 | Entered | 2018-09-14 00:00:00.0 | 2018-09-13 10:42:54.022 |  | 23893 |  | WA Tech Grp |  | Buy
53688 | Cox Communications CA (OC) | 3 | 470-353-10 | Telect; Std 60A; AM breaker Plug-in Bullet type; midtrip | 4.000000000 | Partial | 2018-09-07 00:00:00.0 | 2018-09-13 13:47:24.575 |  | Issued Pending |  | CA LA |  | Buy
53784 | GraybarCOMMAESCAPE Inc. | 1 | 016-138-10 r02 | 1 RU Matrix Breaker Panel 300 Amp; A/B Input; 8A/8B; Smart Switch; Ethernet; UL Listed | 1.000000000 | Entered | 2018-09-14 00:00:00.0 | 2018-09-14 13:59:41.891 | 2018-09-28 00:00:00.0 | 4517480762 |  | WA Tech Grp |  | Make
53784 | GraybarCOMMAESCAPE Inc. | 2 | 470-705-10 | 40amp; slimline breaker; Series Trip; UL489; Bullet; No Auxiliary Switch | 8.000000000 | Entered | 2018-09-14 00:00:00.0 | 2018-09-14 13:59:41.891 | 2018-09-28 00:00:00.0 | 4517480762 |  | WA Tech Grp |  | Buy
53784 | GraybarCOMMAESCAPE Inc. | 3 | 470-275-10 | Comm/Net Std 250A; 3 pole AM breaker Plug-in Bullet type; midtrip; no tabs | 2.000000000 | Entered | 2018-09-14 00:00:00.0 | 2018-09-14 13:59:41.891 | 2018-09-28 00:00:00.0 | 4517480762 |  | WA Tech Grp |  | Buy
53784 | GraybarCOMMAESCAPE Inc. | 4 | 590-2268-10 r02 | Output Adapter; 3 Pole; Straight; AM Breaker Panel; BDFB | 4.000000000 | Entered | 2018-09-14 00:00:00.0 | 2018-09-14 13:59:41.891 | 2018-09-28 00:00:00.0 | 4517480762 |  | WA Tech Grp |  | Buy
53648 | T-Mobile | 1 | 016-2126-10 r02 | TPA 250; Dual Input; 6A/6B 50A Max TPA Fuse Positions; Connectorized Outputs (100A); -48VDC; LEDs; White | 50.000000000 | Entered | 2018-09-04 17:18:37.317 | 2018-09-14 14:29:03.969 |  | 4900185410 |  | Canada |  | Make
53648 | T-Mobile | 2 | 750-277-10 r01 | Rear Mounting Kit; TPA 250 | 25.000000000 | Entered | 2018-09-04 17:18:37.317 | 2018-09-14 14:29:03.969 |  | 4900185410 |  | Canada |  | Make
53648 | T-Mobile | 3 | 745-418-10 r01 | Matrix Cable Assembly; #10 AWG; 12'; Red/Red Tracer; Unterminated Load End | 100.000000000 | Entered | 2018-09-04 17:18:37.317 | 2018-09-14 14:29:03.969 |  | 4900185410 |  | Canada |  | Make
53648 | T-Mobile | 4 | 745-419-10 r01 | Matrix Cable Assembly; #10 AWG; 12'; Blue/Blue Tracer; Unterminated Load End | 100.000000000 | Entered | 2018-09-04 17:18:37.317 | 2018-09-14 14:29:03.969 |  | 4900185410 |  | Canada |  | Make
53648 | T-Mobile | 5 | 016-1262-10 r01 | 100A Matrix Connector Kit; 6-pack; Pwr TwinBlade; 16mm; Straight; #6 - #8 AWG | 66.000000000 | Entered | 2018-09-04 17:18:37.317 | 2018-09-14 14:29:03.969 |  | 4900185410 |  | Canada |  | Make
53649 | T-Mobile | 1 | 016-2126-10 r02 | TPA 250; Dual Input; 6A/6B 50A Max TPA Fuse Positions; Connectorized Outputs (100A); -48VDC; LEDs; White | 50.000000000 | Entered | 2018-09-04 17:22:36.073 | 2018-09-14 14:30:23.83 |  | 4900185409 |  | Canada |  | Make
53649 | T-Mobile | 2 | 750-277-10 r01 | Rear Mounting Kit; TPA 250 | 25.000000000 | Entered | 2018-09-04 17:22:36.073 | 2018-09-14 14:30:23.83 |  | 4900185409 |  | Canada |  | Make
53649 | T-Mobile | 3 | 745-418-10 r01 | Matrix Cable Assembly; #10 AWG; 12'; Red/Red Tracer; Unterminated Load End | 100.000000000 | Entered | 2018-09-04 17:22:36.073 | 2018-09-14 14:30:23.83 |  | 4900185409 |  | Canada |  | Make
53649 | T-Mobile | 4 | 745-419-10 r01 | Matrix Cable Assembly; #10 AWG; 12'; Blue/Blue Tracer; Unterminated Load End | 100.000000000 | Entered | 2018-09-04 17:22:36.073 | 2018-09-14 14:30:23.83 |  | 4900185409 |  | Canada |  | Make
53649 | T-Mobile | 5 | 016-1262-10 r01 | 100A Matrix Connector Kit; 6-pack; Pwr TwinBlade; 16mm; Straight; #6 - #8 AWG | 66.000000000 | Entered | 2018-09-04 17:22:36.073 | 2018-09-14 14:30:23.83 |  | 4900185409 |  | Canada |  | Make
53316 | Comcast Cable (Rheem HECOMMAESCAPE CA) | 1 | AC Labor | AC Labor Part | 589500.000000000 | Entered | 2018-07-26 13:48:56.034 | 2018-09-17 08:43:32.078 |  | 2418433 |  | CA N |  | Buy
53316 | Comcast Cable (Rheem HECOMMAESCAPE CA) | 3 | 010-550-10 | Majorsine 2000-48-2U Neg 48VDC inverter; 48VDC Input / 120VAC output; 2kva; 1600W; with Statis transfer switch & IEC Connectors. | 1.000000000 | Entered | 2018-07-26 00:00:00.0 | 2018-09-17 08:43:32.078 |  | 2418433 |  | CA N |  | Buy
53316 | Comcast Cable (Rheem HECOMMAESCAPE CA) | 5 | 530-009-10 | RMS620a-AM 20a rackmount power strip. 6 outlets with surge and ammeter | 2.000000000 | Entered | 2018-07-26 00:00:00.0 | 2018-09-17 08:43:32.078 |  | 2418433 |  | CA N |  | Buy
53316 | Comcast Cable (Rheem HECOMMAESCAPE CA) | 7 | 850-069-10 | Wire; hkup; flex #6 awg; red w/ blk tracer | 10.000000000 | Entered | 2018-07-26 00:00:00.0 | 2018-09-17 08:43:32.078 |  | 2418433 |  | CA N |  | Buy
53316 | Comcast Cable (Rheem HECOMMAESCAPE CA) | 8 | 850-086-10 | Wire; hkup; flex #6 awg; green | 10.000000000 | Entered | 2018-07-26 00:00:00.0 | 2018-09-17 08:43:32.078 |  | 2418433 |  | CA N |  | Buy
53316 | Comcast Cable (Rheem HECOMMAESCAPE CA) | 10 | 040-439-10 | ADC - FGS-MDSP-A; 4x 4 Downspout; Yellow | 1.000000000 | Entered | 2018-07-26 00:00:00.0 | 2018-09-17 08:43:32.078 |  | 2418433 |  | CA N |  | Buy
53316 | Comcast Cable (Rheem HECOMMAESCAPE CA) | 11 | 040-462-10 | ADC - FGS-MSSC-A; 4x 4 Snap on Cover Kit for Horizontal Straight Section; Yellow | 1.000000000 | Entered | 2018-07-26 00:00:00.0 | 2018-09-17 08:43:32.078 |  | 2418433 |  | CA N |  | Buy
53316 | Comcast Cable (Rheem HECOMMAESCAPE CA) | 14 | 530-012-10 | RM620a-AM 20a rackmount power strip; 6 rear outlets; 20 amp; with digital ammeter display | 2.000000000 | Entered | 2018-07-26 00:00:00.0 | 2018-09-17 08:43:32.078 |  | 2418433 |  | CA N |  | Buy
53805 | Blue Stream | 1 | 470-403-10 | Comm/Net Std 30A; AM breaker Plug-in Bullet type; midtrip; no tabs | 8.000000000 | Entered | 2018-10-15 00:00:00.0 | 2018-09-18 11:55:35.735 |  | 309403 |  | WA Tech Grp |  | Buy
53646 | T-Mobile | 9 | 460-063-10 | Fuse; TPA Cartridge; 15A; DC-170V; .58 x 1.5; W/ Indicator | 40.000000000 | Entered | 2018-10-05 00:00:00.0 | 2018-09-18 15:15:10.744 |  | 4900187280 |  | Canada |  | Buy
51584 | Cox Communications CA (San Diego) | 2 | 016-199-10 r03 | DCX; 800 Ampere; -48VDC Battery disconnect. With Shunt; UL Listed | 2.000000000 | Entered | 2018-08-28 00:00:00.0 | 2018-09-18 15:46:02.949 |  | 838092 |  | WA Tech Grp |  | Make
51584 | Cox Communications CA (San Diego) | 3 | 016-1766-10 r01 | DCX Mounting Kit; EnerSys mP125-33 | 2.000000000 | Entered | 2018-08-28 00:00:00.0 | 2018-09-18 15:46:02.949 |  | 838092 |  | WA Tech Grp |  | Make
53606 | Comcast Cable (Newport PA) | 4 | 470-909-10 | Emerson 40A; Breaker; White Handle | 2.000000000 | Entered | 2018-08-28 00:00:00.0 | 2018-09-20 07:05:05.149 |  | 2419474 |  | MD |  | Buy
53606 | Comcast Cable (Newport PA) | 5 | 538-299-10 | HYREDUCER; YSR2CFX8CFXLTCKITC; Inline Reducer Splice Kit #2 AWG - #8 AWG | 4.000000000 | Entered | 2018-08-28 00:00:00.0 | 2018-09-20 07:05:05.149 |  | 2419474 |  | MD |  | Buy
53606 | Comcast Cable (Newport PA) | 6 | 850-267-10 | Wire; hkup; flex; #8 awg; red | 10.000000000 | Entered | 2018-08-28 00:00:00.0 | 2018-09-20 07:05:05.149 |  | 2419474 |  | MD |  | Buy
53606 | Comcast Cable (Newport PA) | 7 | 850-268-10 | Wire; hkup; flex; #8 awg red w/ blk tracer | 10.000000000 | Entered | 2018-08-28 00:00:00.0 | 2018-09-20 07:05:05.149 |  | 2419474 |  | MD |  | Buy
53606 | Comcast Cable (Newport PA) | 8 | 850-269-10 | Wire; hkup; flex; #8 awg; blue | 10.000000000 | Entered | 2018-08-28 00:00:00.0 | 2018-09-20 07:05:05.149 |  | 2419474 |  | MD |  | Buy
53606 | Comcast Cable (Newport PA) | 9 | 850-270-10 | Wire; hkup; flex; #8 awg; blue w/ blk tracer | 10.000000000 | Entered | 2018-08-28 00:00:00.0 | 2018-09-20 07:05:05.149 |  | 2419474 |  | MD |  | Buy
53606 | Comcast Cable (Newport PA) | 10 | 538-381-10 | Lug; YAZ8C2TC14FX90; #8 awg; 2h; 1/4; 5/8 ctc; long barrel; Inspect window; 90 degree | 4.000000000 | Entered | 2018-08-27 21:00:00.0 | 2018-09-20 07:05:05.149 |  | 2419474 |  | MD |  | Buy
53606 | Comcast Cable (Newport PA) | 11 | 950-007-10 | Tag; Wire marker; White oval wire marking tags; 1x1 3/4 | 10.000000000 | Entered | 2018-08-28 00:00:00.0 | 2018-09-20 07:05:05.149 |  | 2419474 |  | MD |  | Buy
53712 | Applied Power Services LLC | 2 | 016-2102-10-W r02 | GMT125 - 15/15 Fuse Panel; 1RU; Dual Input; 125A; 15A/15B; 20A Max per fuse; -48VDC; Meter Module; Connectorized Outputs; per channel current monitoring; Ethernet (SMART) | 1.000000000 | Entered | 2018-10-05 00:00:00.0 | 2018-09-20 10:19:22.143 |  | 1887 |  | WA Tech Grp |  | Make
53664 | Comcast Cable (Benning DC) | 2 | 181-231-10 | Unigy II 6AVR125-33 NB -48VDC Battery String; LOI; 3x8 cells | 1.000000000 | Entered | 2018-09-05 00:00:00.0 | 2018-09-20 10:44:32.697 |  | 2419563 |  | CA N |  | Buy
53664 | Comcast Cable (Benning DC) | 3 | 016-1545-10 r02 | DCXLP; 1200A Breaker; TRD; w/ shunt; East Penn Unigy II 6AVR125-33 NEBS; 3 X 8; Switch Version | 1.000000000 | Entered | 2018-09-05 00:00:00.0 | 2018-09-20 10:44:32.697 |  | 2419563 |  | CA N |  | Make
53664 | Comcast Cable (Benning DC) | 4 | 850-305-10 | Wire; hkup; flex 500mcm L2; Gray | 40.000000000 | Entered | 2018-09-05 00:00:00.0 | 2018-09-20 10:44:32.697 |  | 2419563 |  | CA N |  | Buy
53664 | Comcast Cable (Benning DC) | 5 | 850-306-10 | Wire; hkup; flex 500mcm; Gray w/blk tracer | 40.000000000 | Entered | 2018-09-05 00:00:00.0 | 2018-09-20 10:44:32.697 |  | 2419563 |  | CA N |  | Buy
53664 | Comcast Cable (Benning DC) | 6 | 538-131-10 | Lug-Flex; 500 MCM; 2h; 3/8 x 1 ctc; 1.63 Pad; Std Barrel; Inspect; YA38L2NT38FX | 8.000000000 | Entered | 2018-09-05 00:00:00.0 | 2018-09-20 10:44:32.697 |  | 2419563 |  | CA N |  | Buy
53664 | Comcast Cable (Benning DC) | 7 | 840-019-10-1 | Heat shrink; HSC112FR100; clear; 100' Rolls 1.50 id (500-250 flex) | 3.000000000 | Entered | 2018-09-05 00:00:00.0 | 2018-09-20 10:44:32.697 |  | 2419563 |  | CA N |  | Buy
53666 | Comcast Cable (South Capital Hub) | 2 | 016-1733-10 r01 | 23 Battery Rack; 5 Deep Shelves w/250A Disconnects; Extended; HR7500ET and AVR200ET Compatible; Gray Cables; w/SCM | 1.000000000 | Entered | 2018-09-05 00:00:00.0 | 2018-09-20 10:46:04.152 |  | 2419562 |  | CA N |  | Make
53666 | Comcast Cable (South Capital Hub) | 3 | 181-038-10 | Battery; Telcom; 12AVR-200ET | 20.000000000 | Entered | 2018-09-05 00:00:00.0 | 2018-09-20 10:46:04.152 |  | 2419562 |  | CA N |  | Buy
53844 | Alpha Technologies ServicesCOMMAESCAPE Inc. | 1 | 750-171-10 r01 | Cover Kit; 90deg Connection; Connectorized Matrix-Dual | 5.000000000 | Entered | 2018-10-05 00:00:00.0 | 2018-09-24 10:27:28.31 |  | 4500457881 |  | WA Tech Grp |  | Make
53844 | Alpha Technologies ServicesCOMMAESCAPE Inc. | 2 | 016-2102-10-W r02 | GMT125 - 15/15 Fuse Panel; 1RU; Dual Input; 125A; 15A/15B; 20A Max per fuse; -48VDC; Meter Module; Connectorized Outputs; per channel current monitoring; Ethernet (SMART) | 3.000000000 | Entered | 2018-10-05 00:00:00.0 | 2018-09-24 10:27:28.31 |  | 4500457881 |  | WA Tech Grp |  | Make
53844 | Alpha Technologies ServicesCOMMAESCAPE Inc. | 3 | 460-041-10 | Fuse; GMT; 20A; AC-125V; DC-60V; .688 x .127 x .81; Fast; W/Cover; Grn/Wht Flag Indicator; | 20.000000000 | Entered | 2018-10-05 00:00:00.0 | 2018-09-24 10:27:28.31 |  | 4500457881 |  | WA Tech Grp |  | Buy
53844 | Alpha Technologies ServicesCOMMAESCAPE Inc. | 4 | 745-227-10 r01 | Cable Assy; GMT Cxx; #14 AWG; Red/Red Tracer; 12'; Unterminated Load End | 8.000000000 | Entered | 2018-10-05 00:00:00.0 | 2018-09-24 10:27:28.31 |  | 4500457881 |  | WA Tech Grp |  | Make
53844 | Alpha Technologies ServicesCOMMAESCAPE Inc. | 5 | 745-228-10 r01 | Cable Assy; GMT Cxx; #14 AWG; Blue/Blue Tracer; 12'; Unterminated Load End | 8.000000000 | Entered | 2018-10-05 00:00:00.0 | 2018-09-24 10:27:28.31 |  | 4500457881 |  | WA Tech Grp |  | Make
53844 | Alpha Technologies ServicesCOMMAESCAPE Inc. | 6 | 016-1622-10-W r03 | Matrix C16; 16 Deep; Dual Input; 16 Connectorized Breaker Positions | 5.000000000 | Entered | 2018-10-05 00:00:00.0 | 2018-09-24 10:27:28.31 |  | 4500457881 |  | WA Tech Grp |  | Make
53845 | SRI | 1 | 470-403-10 | Comm/Net Std 30A; AM breaker Plug-in Bullet type; midtrip; no tabs | 8.000000000 | Entered | 2018-09-28 00:00:00.0 | 2018-09-24 12:01:57.323 |  | 23944 |  | WA Tech Grp |  | Buy
53845 | SRI | 2 | 470-403-10 | Comm/Net Std 30A; AM breaker Plug-in Bullet type; midtrip; no tabs | 8.000000000 | Entered | 2018-09-28 00:00:00.0 | 2018-09-24 12:01:57.323 |  | 23944 |  | WA Tech Grp |  | Buy
53855 | Altair Advanced Industries. | 1 | 016-992-10 r02 | HDN; Dual Input Breaker Panel; 600A; Black; 22 AM Bullet Breaker Sockets (11A/11B) | 1.000000000 | Entered | 2018-09-28 00:00:00.0 | 2018-09-25 08:55:29.551 |  | 4500458209 |  | WA Tech Grp |  | Make
53855 | Altair Advanced Industries. | 2 | 016-999-10 r01 | HDN; Ethernet Adapter Option | 1.000000000 | Entered | 2018-09-28 00:00:00.0 | 2018-09-25 08:55:29.551 |  | 4500458209 |  | WA Tech Grp |  | Make
53851 | Specialty Communication Services | 1 | 470-703-10 | 20amp; slimline breaker; Series Trip; UL489; Bullet; No Auxiliary Switch | 8.000000000 | Entered | 2018-09-26 00:00:00.0 | 2018-09-25 09:07:35.477 |  | 53851 |  | WA Tech Grp |  | Buy
53851 | Specialty Communication Services | 2 | 470-402-10 | Comm/Net Std 20A; AM breaker Plug-in Bullet type; midtrip; no tabs | 8.000000000 | Entered | 2018-09-26 00:00:00.0 | 2018-09-25 09:07:35.477 |  | 53851 |  | WA Tech Grp |  | Buy
53857 | GraybarCOMMAESCAPE Inc. | 1 | 470-402-10 | Comm/Net Std 20A; AM breaker Plug-in Bullet type; midtrip; no tabs | 20.000000000 | Entered | 2018-09-26 00:00:00.0 | 2018-09-25 12:22:03.251 |  | 4517517803 |  | WA Tech Grp |  | Buy
53858 | Applied Power Services LLC | 1 | 016-1662-10 r01 | HDN 300; Dual Isolated (A/B) Input; 11A/11B AM Breaker Positions; UL1801 | 1.000000000 | Entered | 2018-09-25 12:32:32.893 | 2018-09-25 12:36:39.181 |  | 1899 |  | WA Tech Grp |  | Make
53858 | Applied Power Services LLC | 2 | 016-999-10 r01 | HDN; Ethernet Adapter Option | 1.000000000 | Entered | 2018-09-25 12:32:32.893 | 2018-09-25 12:36:39.181 |  | 1899 |  | WA Tech Grp |  | Make
53858 | Applied Power Services LLC | 3 | 470-412-10 | Comm/Net Std 25A; AM breaker Plug-in Bullet type; midtrip; no tabs | 4.000000000 | Entered | 2018-09-25 12:32:32.893 | 2018-09-25 12:36:39.181 |  | 1899 |  | WA Tech Grp |  | Buy
53858 | Applied Power Services LLC | 4 | 470-401-10 | Comm/Net Std 5A; AM breaker Plug-in Bullet type; midtrip; no tabs | 2.000000000 | Entered | 2018-09-25 12:32:32.893 | 2018-09-25 12:36:39.181 |  | 1899 |  | WA Tech Grp |  | Buy
53829 | Teracom | 1 | 016-1004-10 r03 | DCX; 800 Ampere; -48VDC Battery disconnect. switch version; UL Listed | 1.000000000 | Entered | 2018-09-26 00:00:00.0 | 2018-09-25 15:01:17.909 |  | 4188 |  | WA Tech Grp |  | Make
51935 | Alpha Technologies ServicesCOMMAESCAPE Inc. | 1 | 016-450-10 r02 | HDX 400 Isolated A/B input breaker panel; 400 A per bus; 8A; 8B Bullet breaker sockets; -48VDC | 1.000000000 | Entered | 2018-09-28 00:00:00.0 | 2018-09-25 15:14:31.785 |  | 4500458336 |  | WA Tech Grp |  | Make
51935 | Alpha Technologies ServicesCOMMAESCAPE Inc. | 2 | 470-404-10 | Comm/Net Std 100A; AM breaker Plug-in Bullet type; midtrip; no tabs | 6.000000000 | Entered | 2018-09-28 00:00:00.0 | 2018-09-25 15:14:31.785 |  | 4500458336 |  | WA Tech Grp |  | Buy
53686 | Comcast Cable (Hayward HECOMMAESCAPE CA) | 4 | 016-1662-10 r01 | HDN 300; Dual Isolated (A/B) Input; 11A/11B AM Breaker Positions; UL1801 | 1.000000000 | Entered | 2018-09-07 00:00:00.0 | 2018-09-26 11:39:21.253 |  | 2421711 |  | CA N |  | Make
53686 | Comcast Cable (Hayward HECOMMAESCAPE CA) | 5 | 470-403-10 | Comm/Net Std 30A; AM breaker Plug-in Bullet type; midtrip; no tabs | 4.000000000 | Entered | 2018-09-07 00:00:00.0 | 2018-09-26 11:39:21.253 |  | 2421711 |  | CA N |  | Buy
53686 | Comcast Cable (Hayward HECOMMAESCAPE CA) | 6 | 850-101-10 | Wire; hkup; flex 350 mcm; red | 45.000000000 | Entered | 2018-09-07 00:00:00.0 | 2018-09-26 11:39:21.253 |  | 2421711 |  | CA N |  | Buy
53686 | Comcast Cable (Hayward HECOMMAESCAPE CA) | 7 | 850-102-10 | Wire; hkup; flex 350 mcm; red w/ blk tracer | 45.000000000 | Entered | 2018-09-07 00:00:00.0 | 2018-09-26 11:39:21.253 |  | 2421711 |  | CA N |  | Buy
53686 | Comcast Cable (Hayward HECOMMAESCAPE CA) | 8 | 850-103-10 | Wire; hkup; flex 350 mcm; blue | 30.000000000 | Entered | 2018-09-07 00:00:00.0 | 2018-09-26 11:39:21.253 |  | 2421711 |  | CA N |  | Buy
53686 | Comcast Cable (Hayward HECOMMAESCAPE CA) | 9 | 850-104-10 | Wire; hkup; flex 350 mcm; blue w/ blk tracer | 30.000000000 | Entered | 2018-09-07 00:00:00.0 | 2018-09-26 11:39:21.253 |  | 2421711 |  | CA N |  | Buy
53686 | Comcast Cable (Hayward HECOMMAESCAPE CA) | 10 | 850-273-10 | Wire; hkup; flex #10 awg; red | 30.000000000 | Entered | 2018-09-07 00:00:00.0 | 2018-09-26 11:39:21.253 |  | 2421711 |  | CA N |  | Buy
53686 | Comcast Cable (Hayward HECOMMAESCAPE CA) | 11 | 850-274-10 | Wire; hkup; flex #10 awg; red w/ blk tracer | 30.000000000 | Entered | 2018-09-07 00:00:00.0 | 2018-09-26 11:39:21.253 |  | 2421711 |  | CA N |  | Buy
53686 | Comcast Cable (Hayward HECOMMAESCAPE CA) | 12 | 850-275-10 | Wire; hkup; flex #10 awg; blue | 30.000000000 | Entered | 2018-09-07 00:00:00.0 | 2018-09-26 11:39:21.253 |  | 2421711 |  | CA N |  | Buy
53686 | Comcast Cable (Hayward HECOMMAESCAPE CA) | 13 | 850-276-10 | Wire; hkup; flex #10 awg; blue w/ blk tracer | 30.000000000 | Entered | 2018-09-07 00:00:00.0 | 2018-09-26 11:39:21.253 |  | 2421711 |  | CA N |  | Buy
53686 | Comcast Cable (Hayward HECOMMAESCAPE CA) | 14 | 538-404-10 | YA34L2NT38FX- 350MCM; Narrow Tongue; Std; 3/8 x 1 CTC; Lug | 8.000000000 | Entered | 2018-09-07 00:00:00.0 | 2018-09-26 11:39:21.253 |  | 2421711 |  | CA N |  | Buy
53686 | Comcast Cable (Hayward HECOMMAESCAPE CA) | 15 | 840-019-10-1 | Heat shrink; HSC112FR100; clear; 100' Rolls 1.50 id (500-250 flex) | 2.000000000 | Entered | 2018-09-07 00:00:00.0 | 2018-09-26 11:39:21.253 |  | 2421711 |  | CA N |  | Buy
53686 | Comcast Cable (Hayward HECOMMAESCAPE CA) | 16 | 855-000-10 | 9 Cord Lacing Twine- White | 1.000000000 | Entered | 2018-09-07 00:00:00.0 | 2018-09-26 11:39:21.253 |  | 2421711 |  | CA N |  | Buy
53686 | Comcast Cable (Hayward HECOMMAESCAPE CA) | 17 | 950-005-10 | Tag; Wire markers; Gray oval wire marking tags | 30.000000000 | Entered | 2018-09-07 00:00:00.0 | 2018-09-26 11:39:21.253 |  | 2421711 |  | CA N |  | Buy
53686 | Comcast Cable (Hayward HECOMMAESCAPE CA) | 18 | 950-198-10 | P-Touch tape; 1 black on white; TZ-251 | 1.000000000 | Entered | 2018-09-07 00:00:00.0 | 2018-09-26 11:39:21.253 |  | 2421711 |  | CA N |  | Buy
53686 | Comcast Cable (Hayward HECOMMAESCAPE CA) | 19 | 850-277-10 | Wire; hkup; flex #10; green | 15.000000000 | Entered | 2018-09-07 00:00:00.0 | 2018-09-26 11:39:21.253 |  | 2421711 |  | CA N |  | Buy
53686 | Comcast Cable (Hayward HECOMMAESCAPE CA) | 20 | 538-120-10 | Lug; YAV102TC14; #14-10 Str/#12-10 Sol; 2h; 1/4; 5/8 ctc; N/A; standard barrel; Inspect | 16.000000000 | Entered | 2018-09-07 00:00:00.0 | 2018-09-26 11:39:21.253 |  | 2421711 |  | CA N |  | Buy
53686 | Comcast Cable (Hayward HECOMMAESCAPE CA) | 21 | 538-167-10 | Lug; YAV102TC1490; #14-10 Str/#12-10 Sol; 2h; 1/4; 5/8 ctc; std barrel; Inspect; 90 degree | 16.000000000 | Entered | 2018-09-07 00:00:00.0 | 2018-09-26 11:39:21.253 |  | 2421711 |  | CA N |  | Buy
53686 | Comcast Cable (Hayward HECOMMAESCAPE CA) | 22 | 840-026-10 | Heat shrink; HSC14FR250; clear; 250 ' 0.25 (#10-#12) | 4.000000000 | Entered | 2018-09-07 00:00:00.0 | 2018-09-26 11:39:21.253 |  | 2421711 |  | CA N |  | Buy
53863/42388 | Comcast Cable (Denver) | 1 | 740-439-10 r02 | PCB Assy; LCD TSR5413 | 1.000000000 | Entered | 2018-09-26 15:13:22.7 | 2018-09-26 15:13:22.719 |  | RMA 11242 |  | WA Tech Grp |  | Make
53823 | Cox Communications CA (OC) | 5 | 850-086-10 | Wire; hkup; flex #6 awg; green | 60.000000000 | Entered | 2018-09-19 17:07:15.12 | 2018-09-26 16:01:26.857 |  |  |  | CA LA |  | Buy
53823 | Cox Communications CA (OC) | 6 | 538-094-10 | Lug; YAZV6C2TC14FX; #6 awg; 2h; 1/4; 5/8 ctc; N/A; long barrel; Inspect | 10.000000000 | Entered | 2018-09-19 00:00:00.0 | 2018-09-26 16:01:26.857 |  |  |  | CA LA |  | Buy
53823 | Cox Communications CA (OC) | 7 | 538-096-10 | Lug; YAZV6C2TC38FX; #6 awg; 2h; 3/8; 1 ctc; N/A; long barrel; Inspect | 10.000000000 | Entered | 2018-09-19 00:00:00.0 | 2018-09-26 16:01:26.857 |  |  |  | CA LA |  | Buy
53823 | Cox Communications CA (OC) | 8 | 538-123-10 | Lug; YAZV6C2TC14E2FX; #6 awg; 1/4; 3/4 ctc; N/A; long barrel; Inspect | 10.000000000 | Entered | 2018-09-19 00:00:00.0 | 2018-09-26 16:01:26.857 |  |  |  | CA LA |  | Buy
53823 | Cox Communications CA (OC) | 9 | 840-016-10-1 | Heat shrink; HSC12FR250; clear; 250 ' 0.50 id (#4- #6 flex) | 3.000000000 | Entered | 2018-09-19 00:00:00.0 | 2018-09-26 16:01:26.857 |  |  |  | CA LA |  | Buy
53823 | Cox Communications CA (OC) | 11 | 850-273-10 | Wire; hkup; flex #10 awg; red | 175.000000000 | Entered | 2018-09-19 00:00:00.0 | 2018-09-26 16:01:26.857 |  |  |  | CA LA |  | Buy
53823 | Cox Communications CA (OC) | 12 | 850-278-10 | Wire; hkup; flex; #10 awg; black | 175.000000000 | Entered | 2018-09-19 00:00:00.0 | 2018-09-26 16:01:26.857 |  |  |  | CA LA |  | Buy
53823 | Cox Communications CA (OC) | 13 | 460-012-10 | Fuse; GMT; 7.5A; AC-125V; DC-60V; .688 x .127 x .810; Fast; No Cover; Blk/Wht flag Indicator; | 2.000000000 | Entered | 2018-09-19 00:00:00.0 | 2018-09-26 16:01:26.857 |  |  |  | CA LA |  | Buy
53823 | Cox Communications CA (OC) | 14 | 460-011-10 | Fuse; GMT; 15A; AC-125V; DC-60V; .688 x .127 x .810; Fast; No Cover; Red/Blu flag Indicator; | 15.000000000 | Entered | 2018-09-19 00:00:00.0 | 2018-09-26 16:01:26.857 |  |  |  | CA LA |  | Buy
53823 | Cox Communications CA (OC) | 15 | 840-017-10-1 | Heat shrink; HSC34FR250 clear; 250' 0.75 id (2/0 - #2 flex) | 5.000000000 | Entered | 2018-09-19 00:00:00.0 | 2018-09-26 16:01:26.857 |  |  |  | CA LA |  | Buy
53823 | Cox Communications CA (OC) | 16 | 855-000-10 | 9 Cord Lacing Twine- White | 2.000000000 | Entered | 2018-09-19 17:07:15.159 | 2018-09-26 16:01:26.857 |  |  |  | CA LA |  | Buy
53823 | Cox Communications CA (OC) | 17 | 950-197-10 | P-Touch tape; 3/4 black on white; TZ-241 | 1.000000000 | Entered | 2018-09-19 00:00:00.0 | 2018-09-26 16:01:26.857 |  |  |  | CA LA |  | Buy
53823 | Cox Communications CA (OC) | 18 | 950-007-10 | Tag; Wire marker; White oval wire marking tags; 1x1 3/4 | 60.000000000 | Entered | 2018-09-19 00:00:00.0 | 2018-09-26 16:01:26.857 |  |  |  | CA LA |  | Buy
53823 | Cox Communications CA (OC) | 19 | 040-456-10 | ADC - FGS-MJWR-C; 2x 2 Junction; Yellow | 2.000000000 | Entered | 2018-09-19 00:00:00.0 | 2018-09-26 16:01:26.857 |  |  |  | CA LA |  | Buy
53823 | Cox Communications CA (OC) | 20 | 040-724-10 | ADC - FGS-KTW1-CA; 2x 2 Vertical Slotted Duct Kit; 1.5 Slot Spacing; 6' Long; Includes - Duct; Cover; Hose End Clamps and (5) Universal Mounting Brackets; Yellow | 1.000000000 | Entered | 2018-09-19 00:00:00.0 | 2018-09-26 16:01:26.857 |  |  |  | CA LA |  | Buy
53823 | Cox Communications CA (OC) | 23 | 538-275-10 | Lug; YAV2CL2NT14FX90; #2 awg; 2h; 1/4; 5/8 ctc; NTS; short barrel; Inspect; 90 degree | 5.000000000 | Entered | 2018-09-19 00:00:00.0 | 2018-09-26 16:01:26.857 |  |  |  | CA LA |  | Buy
53823 | Cox Communications CA (OC) | 24 | 040-788-10 | FGS-HMEC-C; END CAP KIT 2 X 2 FOR FIBER OPTIC RACEWAY YELLOW | 1.000000000 | Entered | 2018-09-19 00:00:00.0 | 2018-09-26 16:01:26.857 |  |  |  | CA LA |  | Buy
53823 | Cox Communications CA (OC) | 25 | 040-782-10 | ADC-FGS-MSHC-C; vertical duct 6ft | 1.000000000 | Entered | 2018-09-19 00:00:00.0 | 2018-09-26 16:01:26.857 |  |  |  | CA LA |  | Buy
53866 | GE Power ElectronicsCOMMAESCAPE Inc. | 1 | 470-709-10 | 25amp; slimline breaker; Series Trip; UL489A; Bullet; No Auxiliary Switch | 3.000000000 | Entered | 2018-09-28 00:00:00.0 | 2018-09-27 09:11:05.618 |  | 2472467259 |  | WA Tech Grp |  | Buy
53866 | GE Power ElectronicsCOMMAESCAPE Inc. | 2 | 745-375-10 r01 | Matrix Cable Assembly; #10 AWG; 12'; Red/Black; Unterminated Load End | 1.000000000 | Entered | 2018-09-28 00:00:00.0 | 2018-09-27 09:11:05.618 |  | 2472467259 |  | WA Tech Grp |  | Make
53866 | GE Power ElectronicsCOMMAESCAPE Inc. | 3 | 745-380-10 r01 | Matrix Cable Assembly; #10 AWG; 12'; Blue/Black; Unterminated Load End | 1.000000000 | Entered | 2018-09-28 00:00:00.0 | 2018-09-27 09:11:05.618 |  | 2472467259 |  | WA Tech Grp |  | Make
53866 | GE Power ElectronicsCOMMAESCAPE Inc. | 4 | 016-1318-10 r02 | Breaker Puller/Extractor; Slimline Breaker | 1.000000000 | Entered | 2018-09-28 00:00:00.0 | 2018-09-27 09:11:05.618 |  | 2472467259 |  | WA Tech Grp |  | Make
53866 | GE Power ElectronicsCOMMAESCAPE Inc. | 5 | 016-1320-10 | Extended Matrix Mounting Kit | 1.000000000 | Entered | 2018-09-28 00:00:00.0 | 2018-09-27 09:11:05.618 |  | 2472467259 |  | WA Tech Grp |  | Make
53866 | GE Power ElectronicsCOMMAESCAPE Inc. | 6 | 750-171-10 r01 | Cover Kit; 90deg Connection; Connectorized Matrix-Dual | 2.000000000 | Entered | 2018-09-28 00:00:00.0 | 2018-09-27 09:11:05.618 |  | 2472467259 |  | WA Tech Grp |  | Make